## Interface
Dialysis Parameters |  |  | Concentration (mg/dL) vs. Time (hours)
Duration (hours) |  | 3
Blood Flow (mL/min) |  | 400 |  | Predilution | Plasma | One Comp | Concentration vs. Time
Dialysate Flow (mL/min) |  | 800 |  | Postdilution | Urea | Two Comp Urea | Volume vs. Time
KoA (mL/min) |  | 800 |  |  |  | Two Comp Ad Lib
Sigma (0 ≤ s ≤ 1) |  | 0
UF to offset Fluid Gain (L/treatment) |  | 0
Additional UF (L/treatment) |  | 2
Predilution | (L/treatment) | 2
Patient Parameters
Hematocrit (%) |  | 35
Fluid Gain (L/day) |  | 0
Endogenous Clearance (mL/min) |  | 0
Recirculation (%) |  | 0
Solute Type |  | Urea
Generation Rate (mg/day) |  | 9000
Protein Binding (%) |  | 0 | [5 empty] | Concentration vs. Time
Model Parameters |  |  | Results
Model Type |  | One Comp | Average Clearance (mL/min) |  | 315.214 |  | Solute Reduction Ratios
Volume of Distribution (L) |  | 42 | Time-Averaged Conc. (mg/dL) |  | 41.944
Fluid Gain to Compartment 1 (%) |  | 100 | Average Peak Conc. (mg/dL) |  | 65.1555
Tue
Wed
Fri
Sat
Mon
Thu
Sun
Hold
Plot TAC
Plot Intra.
A solution cannot be found with normal-precision calculations. High-precision calculations will now be employed. This may take a few minutes.
SOLVE!

## Calculations
Interface Data |  | Clearance Calculations | [18 empty] | Weekly Calculations | [9 empty] | Macro Variables for Steady-State Location | [52 empty] | Warnings
[84 empty] | High precision calculations fail | High-precision calculations failed. No solution found.
Replace 1 | Predilution | Qb | 400 | increment | 0.001 |  | Qp | 260 |  | clear | 315.214 | [10 empty] | Dialysis | Day | Start | End | Days Since | DV (mL) | Eff UF | Clear UF | K (mL/min) |  | mg/mL | offset | min | mid | max | limit | treatment | pre | post | srr |  | time | tac |  |  |  | tac |  |  |  | tac |  |  |  | tac |  |  |  | tac |  |  |  | tac |  |  |  | tac |  |  |  | tac |  |  |  | tac |  |  |  | tac |  |  |  | Qp or Qd goes to zero | Plasma or dialysate flows go to zero at some point along the dialyzer. Please check your input values.
Replace 2 | Postdilution | Qd | 800 | KA | 0 |  | Qp,RBC | 120.4 | [12 empty] | Monday | TRUE | 1 | 720 | 900 | 3 | 0 | 0 | 11.1111 | 315.214 | extracell | 0.66668 | 0.00016414 | 0 | 0.66668 | 0 | 0.001 | 1 | 0.77382 | 0.20909 | 0.7298 |  | 0 | 41.944 | [39 empty] | Clearance is zero | No solution can be found because solute clearance is zero. Make sure that dialysis is scheduled at least once per week or that the endogenous clearance is positive.
Current | 1 | Qf | 11.1111 | Pa | 0 |  | Qp,0 at inlet | 271.1111 | [12 empty] | Tuesday | FALSE | 2 | -1 | -1 | 0 | 0 | 0 | 0 | 0 | intracell | 0 | 0 | 0 | 0 | 0 | 0.001 | 2 | 0.61087 | 0.16818 | 0.72468 |  | 168 | 41.944 | [39 empty] | Oscillations from high KC | No solution can be found due to dramatically oscillatory concentration profiles. Try lowering the intercompartmental KC.
|  | Qr | 11.1111 | Pb | 1 |  | Cp,0 | 97.3229 | [12 empty] | Wednesday | TRUE | 3 | 3600 | 3780 | 2 | 0 | 0 | 11.1111 | 315.214 | [7 empty] | 3 | 0.56997 | 0.15792 | 0.72294 | [42 empty] | Max interations for weekly calcs | The maximum number of iterations was reached while calculating weekly concentration profiles and no solution was found.
Solute 1 | Urea | KoA | 800 |  |  |  | Calb,0 | 479.5082 | [12 empty] | Thursday | FALSE | 4 | -1 | -1 | 0 | 0 | 0 | 0 | 0 | day | time | dialysis | vol ext | vol int | conc ext | conc int | 4 |  |  |  | point | time | 1: Cext | 1: Cint | 1: Vext | 1: Vint | 2: Cext | 2: Cint | 2: Vext | 2: Vint | 3: Cext | 3: Cint | 3: Vext | 3: Vint | 4: Cext | 4: Cint | 4: Vext | 4: Vint | 5: Cext | 5: Cint | 5: Vext | 5: Vint | 6: Cext | 6: Cint | 6: Vext | 6: Vint | 7: Cext | 7: Cint | 7: Vext | 7: Vint | 8: Cext | 8: Cint | 8: Vext | 8: Vint | 9: Cext | 9: Cint | 9: Vext | 9: Vint | 10: Cext | 10: Cint | 10: Vext | 10: Vint | Negative concentrations | No real solution was found where the compartmental concentrations remain nonnegative. Try altering the intercompartmental KC.
Solute 2 | Plasma | Hct | 0.35 |  |  |  | theta in blood | 0.07 | [12 empty] | Friday | TRUE | 5 | 6480 | 6660 | 2 | 0 | 0 | 11.1111 | 315.214 | 7 | 0 | FALSE | 42000 | 0 | 0.66668 | 0 | 5 |  |  |  | 0 | 0 | 66.6681 | 0 | 42 | 0 | [36 empty] | Recirculation Error | No solution can be found with this combination of parameters and a nonzero recirculation. Please check your input values or set recirculation to zero.
Current | 1 | f | 1 |  |  |  | theta at inlet | 0.067131 | [12 empty] | Saturday | FALSE | 6 | -1 | -1 | 0 | 0 | 0 | 0 | 0 | 7 | 6 | FALSE | 42000 | 0 | 0.66757 | 0 | 6 |  |  |  | 1 | 0.1 | 66.7574 | 0 | 42 | 0
|  | s | 0 | x | Qp | Qd | Jv | Calb | theta | Cp | Cpf | Cpfw | Cd | Cpm | f | Js | Phi | Pe | Mp | Md | Sunday | FALSE | 7 | -1 | -1 | 0 | 0 | 0 | 0 | 0 | 7 | 12 | FALSE | 42000 | 0 | 0.66847 | 0 | 7 |  |  |  | 2 | 0.2 | 66.8467 | 0 | 42 | 0
Model 1 | 1 Comp | Calb | 500 | 0 | 271.1111 | 811.1111 | 11.1111 | 479.5082 | 0.067131 | 97.3229 | 97.3229 | 104.3265 | 38.862 | 71.67 | 1 | 53167.9211 | 0.49884 | 0.013889 | 38103.0083 | 31521.4015 | number of treatments | 3 | [6 empty] | no clear? | 0 | 7 | 18 | FALSE | 42000 | 0 | 0.66936 | 0 |  |  |  |  | 3 | 0.3 | 66.9359 | 0 | 42 | 0
Model 2 | 2 Comp Urea | Cp | 100 | 0.001 | 271.1 | 811.1 | 11.1111 | 479.5278 | 0.067134 | 97.1927 | 97.1927 | 104.1872 | 38.797 | 71.5678 | 1 | 53107.3421 | 0.49884 | 0.013889 | 38050.932 | 31468.2336 | [8 empty] | avg clear | 315.214 | 7 | 24 | FALSE | 42000 | 0 | 0.67025 | 0 | tac | 0.41944 |  |  | 4 | 0.4 | 67.0252 | 0 | 42 | 0
Model 3 | 2 Comp Ad Lib | DP0 | 40 | 0.002 | 271.0889 | 811.0889 | 11.1111 | 479.5475 | 0.067137 | 97.0626 | 97.0626 | 104.048 | 38.732 | 71.4656 | 1 | 53046.8292 | 0.49884 | 0.013889 | 37998.915 | 31415.1263 |  | hours | minutes |  |  |  | points | 1680 |  |  | 7 | 30 | FALSE | 42000 | 0 | 0.67115 | 0 | apc | 0.65155 |  |  | 5 | 0.5 | 67.1145 | 0 | 42 | 0
Current | 1 | DP1 | 40 | 0.003 | 271.0778 | 811.0778 | 11.1111 | 479.5672 | 0.067139 | 96.9326 | 96.9326 | 103.909 | 38.6672 | 71.3636 | 1 | 52986.3824 | 0.49884 | 0.013889 | 37946.9575 | 31362.0794 | time increment | 0.1 | 6 |  |  |  | increment | 1 |  |  | 7 | 36 | FALSE | 42000 | 0 | 0.67204 | 0 | iserror | FALSE |  |  | 6 | 0.6 | 67.2038 | 0 | 42 | 0
|  | Solute | 1 | 0.004 | 271.0667 | 811.0667 | 11.1111 | 479.5868 | 0.067142 | 96.8028 | 96.8028 | 103.7701 | 38.6024 | 71.2617 | 1 | 52926.0016 | 0.49884 | 0.013889 | 37895.0592 | 31309.093 | time before dialysis | 12 | 720 |  |  |  | limit | 0.001 |  |  | 7 | 42 | FALSE | 42000 | 0 | 0.67293 | 0 | neg conc | 0 |  |  | 7 | 0.7 | 67.2931 | 0 | 42 | 0
Chart 1 | Concentration vs. Time | Predilution |  | 0.005 | 271.0556 | 811.0556 | 11.1111 | 479.6065 | 0.067145 | 96.6731 | 96.6731 | 103.6314 | 38.5376 | 71.1599 | 1 | 52865.6867 | 0.49884 | 0.013889 | 37843.2201 | 31256.167 | dialysis duration | 3 | 180 |  |  |  | nPlots | 1 |  |  | 7 | 48 | FALSE | 42000 | 0 | 0.67382 | 0 |  |  |  |  | 8 | 0.8 | 67.3824 | 0 | 42 | 0
Chart 2 | Volume vs. Time |  |  | 0.006 | 271.0444 | 811.0444 | 11.1111 | 479.6261 | 0.067148 | 96.5436 | 96.5436 | 103.4929 | 38.473 | 71.0582 | 1 | 52805.4376 | 0.49884 | 0.013889 | 37791.4402 | 31203.3014 | time after dialysis | 9 | 540 |  |  |  | hold | FALSE |  |  | 7 | 54 | FALSE | 42000 | 0 | 0.67472 | 0 |  |  |  |  | 9 | 0.9 | 67.4717 | 0 | 42 | 0
Current | 1 | Pure UF | FALSE | 0.007 | 271.0333 | 811.0333 | 11.1111 | 479.6458 | 0.06715 | 96.4142 | 96.4142 | 103.3545 | 38.4084 | 70.9566 | 1 | 52745.2544 | 0.49884 | 0.013889 | 37739.7195 | 31150.4959 | total treatment time | 9 | 540 |  |  |  | plot tac | TRUE |  |  | 7 | 60 | FALSE | 42000 | 0 | 0.67561 | 0 |  |  |  |  | 10 | 1 | 67.5609 | 0 | 42 | 0
|  | Pure Dialysis | FALSE | 0.008 | 271.0222 | 811.0222 | 11.1111 | 479.6655 | 0.067153 | 96.2849 | 96.2849 | 103.2162 | 38.3439 | 70.8551 | 1 | 52685.1368 | 0.49884 | 0.013889 | 37688.0577 | 31097.7507 | first treatment end time |  | 900 |  |  |  | plot int | TRUE |  |  | 7 | 66 | FALSE | 42000 | 0 | 0.6765 | 0 |  |  |  |  | 11 | 1.1 | 67.6502 | 0 | 42 | 0
fluid gain = 0 | TRUE |  |  | 0.009 | 271.0111 | 811.0111 | 11.1111 | 479.6851 | 0.067156 | 96.1558 | 96.1558 | 103.0781 | 38.2795 | 70.7538 | 1 | 52625.0849 | 0.49884 | 0.013889 | 37636.4549 | 31045.0655 | [6 empty] | constant dial | 0 |  |  | 7 | 72 | FALSE | 42000 | 0 | 0.6774 | 0 |  |  |  |  | 12 | 1.2 | 67.7395 | 0 | 42 | 0
add UF = 0 | FALSE | Qp min | 260 | 0.01 | 271 | 811 | 11.1111 | 479.7048 | 0.067159 | 96.0269 | 96.0269 | 102.9402 | 38.2151 | 70.6525 | 1 | 52565.0986 | 0.49884 | 0.013889 | 37584.9111 | 30992.4404 | frac uf to intracellular | 1 | [8 empty] | 7 | 78 | FALSE | 42000 | 0 | 0.67829 | 0 |  |  |  |  | 13 | 1.3 | 67.8288 | 0 | 42 | 0
|  | Qd min | 800.0111 | 0.011 | 270.9889 | 810.9889 | 11.1111 | 479.7245 | 0.067161 | 95.898 | 95.898 | 102.8024 | 38.1508 | 70.5514 | 1 | 52505.1777 | 0.49884 | 0.013889 | 37533.426 | 30939.8753 | frac uf to extracellular | 0 | [8 empty] | 7 | 84 | FALSE | 42000 | 0 | 0.67918 | 0 |  |  |  |  | 14 | 1.4 | 67.9181 | 0 | 42 | 0
|  | Qp, Qd <= 0 | 0 | 0.012 | 270.9778 | 810.9778 | 11.1111 | 479.7441 | 0.067164 | 95.7694 | 95.7694 | 102.6648 | 38.0866 | 70.4504 | 1 | 52445.3224 | 0.49884 | 0.013889 | 37481.9998 | 30887.3702 | sum of fractions | 1 | [8 empty] | 7 | 90 | FALSE | 42000 | 0 | 0.68007 | 0 |  |  |  |  | 15 | 1.5 | 68.0074 | 0 | 42 | 0
|  |  |  | 0.013 | 270.9667 | 810.9667 | 11.1111 | 479.7638 | 0.067167 | 95.6408 | 95.6408 | 102.5273 | 38.0224 | 70.3495 | 1 | 52385.5323 | 0.49884 | 0.013889 | 37430.6322 | 30834.9248 |  | liters | milliliters | [7 empty] | 7 | 96 | FALSE | 42000 | 0 | 0.68097 | 0 |  |  |  |  | 16 | 1.6 | 68.0967 | 0 | 42 | 0
|  | Previous Qd | 100 | 0.014 | 270.9556 | 810.9556 | 11.1111 | 479.7835 | 0.06717 | 95.5124 | 95.5124 | 102.3899 | 37.9584 | 70.2487 | 1 | 52325.8076 | 0.49884 | 0.013889 | 37379.3233 | 30782.5393 | extracellular volume | 42 | 42000 | [7 empty] | 7 | 102 | FALSE | 42000 | 0 | 0.68186 | 0 |  |  |  |  | 17 | 1.7 | 68.1859 | 0 | 42 | 0
|  |  |  | 0.015 | 270.9444 | 810.9444 | 11.1111 | 479.8032 | 0.067172 | 95.3842 | 95.3842 | 102.2528 | 37.8944 | 70.148 | 1 | 52266.1481 | 0.49884 | 0.013889 | 37328.073 | 30730.2135 | intracellular volume | 0 | 0 | [7 empty] | 7 | 108 | FALSE | 42000 | 0 | 0.68275 | 0 |  |  |  |  | 18 | 1.8 | 68.2752 | 0 | 42 | 0
|  |  |  | 0.016 | 270.9333 | 810.9333 | 11.1111 | 479.8228 | 0.067175 | 95.2561 | 95.2561 | 102.1157 | 37.8304 | 70.0475 | 1 | 52206.5538 | 0.49884 | 0.013889 | 37276.8812 | 30677.9474 | extracellular dv (per min) | 0 | 0 | [7 empty] | 7 | 114 | FALSE | 42000 | 0 | 0.68365 | 0 |  |  |  |  | 19 | 1.9 | 68.3645 | 0 | 42 | 0
|  |  |  | 0.017 | 270.9222 | 810.9222 | 11.1111 | 479.8425 | 0.067178 | 95.1281 | 95.1281 | 101.9789 | 37.7666 | 69.947 | 1 | 52147.0246 | 0.49884 | 0.013889 | 37225.7479 | 30625.7408 | intracellular dv | 0 | 0 | [7 empty] | 7 | 120 | FALSE | 42000 | 0 | 0.68454 | 0 |  |  |  |  | 20 | 2 | 68.4538 | 0 | 42 | 0
|  |  |  | 0.018 | 270.9111 | 810.9111 | 11.1111 | 479.8622 | 0.067181 | 95.0003 | 95.0003 | 101.8421 | 37.7028 | 69.8467 | 1 | 52087.5604 | 0.49884 | 0.013889 | 37174.673 | 30573.5938 | [10 empty] | 7 | 126 | FALSE | 42000 | 0 | 0.68543 | 0 |  |  |  |  | 21 | 2.1 | 68.5431 | 0 | 42 | 0
|  |  |  | 0.019 | 270.9 | 810.9 | 11.1111 | 479.8819 | 0.067183 | 94.8726 | 94.8726 | 101.7056 | 37.6391 | 69.7465 | 1 | 52028.1612 | 0.49884 | 0.013889 | 37123.6564 | 30521.5062 | Vext : Vtotal for Urea | 0.33333 | [8 empty] | 7 | 132 | FALSE | 42000 | 0 | 0.68632 | 0 |  |  |  |  | 22 | 2.2 | 68.6324 | 0 | 42 | 0
|  |  |  | 0.02 | 270.8889 | 810.8889 | 11.1111 | 479.9016 | 0.067186 | 94.7451 | 94.7451 | 101.5691 | 37.5754 | 69.6463 | 1 | 51968.8269 | 0.49884 | 0.013889 | 37072.698 | 30469.4781 | kc for Urea (mL/min) | 800 | [8 empty] | 7 | 138 | FALSE | 42000 | 0 | 0.68722 | 0 |  |  |  |  | 23 | 2.3 | 68.7217 | 0 | 42 | 0
|  |  |  | 0.021 | 270.8778 | 810.8778 | 11.1111 | 479.9212 | 0.067189 | 94.6177 | 94.6177 | 101.4329 | 37.5118 | 69.5463 | 1 | 51909.5573 | 0.49884 | 0.013889 | 37021.7979 | 30417.5092 | generation (mg/min) | 6.25 | [8 empty] | 7 | 144 | FALSE | 42000 | 0 | 0.68811 | 0 |  |  |  |  | 24 | 2.4 | 68.8109 | 0 | 42 | 0
|  |  |  | 0.022 | 270.8667 | 810.8667 | 11.1111 | 479.9409 | 0.067192 | 94.4904 | 94.4904 | 101.2967 | 37.4483 | 69.4464 | 1 | 51850.3526 | 0.49884 | 0.013889 | 36970.9559 | 30365.5997 | kc (mL/min) | 0 | [8 empty] | 7 | 150 | FALSE | 42000 | 0 | 0.689 | 0 |  |  |  |  | 25 | 2.5 | 68.9002 | 0 | 42 | 0
|  |  |  | 0.023 | 270.8556 | 810.8556 | 11.1111 | 479.9606 | 0.067194 | 94.3633 | 94.3633 | 101.1608 | 37.3849 | 69.3466 | 1 | 51791.2125 | 0.49884 | 0.013889 | 36920.1719 | 30313.7493 | dialyzer clear (mL/min) | 315.214 | [8 empty] | 7 | 156 | FALSE | 42000 | 0 | 0.6899 | 0 |  |  |  |  | 26 | 2.6 | 68.9895 | 0 | 42 | 0
|  |  |  | 0.024 | 270.8444 | 810.8444 | 11.1111 | 479.9803 | 0.067197 | 94.2363 | 94.2363 | 101.0249 | 37.3215 | 69.247 | 1 | 51732.1371 | 0.49884 | 0.013889 | 36869.446 | 30261.9581 | recirculation | 0 | [8 empty] | 7 | 162 | FALSE | 42000 | 0 | 0.69079 | 0 |  |  |  |  | 27 | 2.7 | 69.0788 | 0 | 42 | 0
|  |  |  | 0.025 | 270.8333 | 810.8333 | 11.1111 | 480 | 0.0672 | 94.1095 | 94.1095 | 100.8893 | 37.2582 | 69.1474 | 1 | 51673.1262 | 0.49884 | 0.013889 | 36818.778 | 30210.226 | endog clear (mL/min) | 0 | [8 empty] | 7 | 168 | FALSE | 42000 | 0 | 0.69168 | 0 |  |  |  |  | 28 | 2.8 | 69.1681 | 0 | 42 | 0
|  |  |  | 0.026 | 270.8222 | 810.8222 | 11.1111 | 480.0197 | 0.067203 | 93.9828 | 93.9828 | 100.7538 | 37.195 | 69.048 | 1 | 51614.1798 | 0.49884 | 0.013889 | 36768.1679 | 30158.5528 | total clear (mL/min) | 315.214 | [8 empty] | 7 | 174 | FALSE | 42000 | 0 | 0.69257 | 0 |  |  |  |  | 29 | 2.9 | 69.2574 | 0 | 42 | 0
|  |  |  | 0.027 | 270.8111 | 810.8111 | 11.1111 | 480.0394 | 0.067206 | 93.8563 | 93.8563 | 100.6184 | 37.1319 | 68.9486 | 1 | 51555.2978 | 0.49884 | 0.013889 | 36717.6157 | 30106.9387 | [10 empty] | 7 | 180 | FALSE | 42000 | 0 | 0.69347 | 0 |  |  |  |  | 30 | 3 | 69.3467 | 0 | 42 | 0
|  |  |  | 0.028 | 270.8 | 810.8 | 11.1111 | 480.0591 | 0.067208 | 93.7299 | 93.7299 | 100.4832 | 37.0688 | 68.8494 | 1 | 51496.4801 | 0.49884 | 0.013889 | 36667.1211 | 30055.3834 | [10 empty] | 7 | 186 | FALSE | 42000 | 0 | 0.69436 | 0 |  |  |  |  | 31 | 3.1 | 69.4359 | 0 | 42 | 0
|  |  |  | 0.029 | 270.7889 | 810.7889 | 11.1111 | 480.0788 | 0.067211 | 93.6036 | 93.6036 | 100.3481 | 37.0058 | 68.7503 | 1 | 51437.7268 | 0.49884 | 0.013889 | 36616.6843 | 30003.8869 | [10 empty] | 7 | 192 | FALSE | 42000 | 0 | 0.69525 | 0 |  |  |  |  | 32 | 3.2 | 69.5252 | 0 | 42 | 0
|  |  |  | 0.03 | 270.7778 | 810.7778 | 11.1111 | 480.0985 | 0.067214 | 93.4775 | 93.4775 | 100.2132 | 36.9429 | 68.6512 | 1 | 51379.0377 | 0.49884 | 0.013889 | 36566.3051 | 29952.4492 | [10 empty] | 7 | 198 | FALSE | 42000 | 0 | 0.69615 | 0 |  |  |  |  | 33 | 3.3 | 69.6145 | 0 | 42 | 0
|  |  |  | 0.031 | 270.7667 | 810.7667 | 11.1111 | 480.1182 | 0.067217 | 93.3515 | 93.3515 | 100.0784 | 36.88 | 68.5523 | 1 | 51320.4127 | 0.49884 | 0.013889 | 36515.9835 | 29901.0701 | [10 empty] | 7 | 204 | FALSE | 42000 | 0 | 0.69704 | 0 |  |  |  |  | 34 | 3.4 | 69.7038 | 0 | 42 | 0
|  |  |  | 0.032 | 270.7556 | 810.7556 | 11.1111 | 480.1379 | 0.067219 | 93.2256 | 93.2256 | 99.9438 | 36.8172 | 68.4535 | 1 | 51261.8518 | 0.49884 | 0.013889 | 36465.7194 | 29849.7497 | [10 empty] | 7 | 210 | FALSE | 42000 | 0 | 0.69793 | 0 |  |  |  |  | 35 | 3.5 | 69.7931 | 0 | 42 | 0
|  |  |  | 0.033 | 270.7444 | 810.7444 | 11.1111 | 480.1576 | 0.067222 | 93.0999 | 93.0999 | 99.8093 | 36.7545 | 68.3549 | 1 | 51203.3549 | 0.49884 | 0.013889 | 36415.5127 | 29798.4879 | [10 empty] | 7 | 216 | FALSE | 42000 | 0 | 0.69882 | 0 |  |  |  |  | 36 | 3.6 | 69.8824 | 0 | 42 | 0
|  |  |  | 0.034 | 270.7333 | 810.7333 | 11.1111 | 480.1773 | 0.067225 | 92.9743 | 92.9743 | 99.675 | 36.6918 | 68.2563 | 1 | 51144.9219 | 0.49884 | 0.013889 | 36365.3634 | 29747.2845 | [10 empty] | 7 | 222 | FALSE | 42000 | 0 | 0.69972 | 0 |  |  |  |  | 37 | 3.7 | 69.9717 | 0 | 42 | 0
|  |  |  | 0.035 | 270.7222 | 810.7222 | 11.1111 | 480.197 | 0.067228 | 92.8489 | 92.8489 | 99.5408 | 36.6292 | 68.1578 | 1 | 51086.5528 | 0.49884 | 0.013889 | 36315.2714 | 29696.1396 | [10 empty] | 7 | 228 | FALSE | 42000 | 0 | 0.70061 | 0 |  |  |  |  | 38 | 3.8 | 70.0609 | 0 | 42 | 0
|  |  |  | 0.036 | 270.7111 | 810.7111 | 11.1111 | 480.2167 | 0.06723 | 92.7236 | 92.7236 | 99.4068 | 36.5667 | 68.0595 | 1 | 51028.2476 | 0.49884 | 0.013889 | 36265.2367 | 29645.053 | [10 empty] | 7 | 234 | FALSE | 42000 | 0 | 0.7015 | 0 |  |  |  |  | 39 | 3.9 | 70.1502 | 0 | 42 | 0
|  |  |  | 0.037 | 270.7 | 810.7 | 11.1111 | 480.2364 | 0.067233 | 92.5985 | 92.5985 | 99.2729 | 36.5043 | 67.9612 | 1 | 50970.0061 | 0.49884 | 0.013889 | 36215.2592 | 29594.0248 | [10 empty] | 7 | 240 | FALSE | 42000 | 0 | 0.7024 | 0 |  |  |  |  | 40 | 4 | 70.2395 | 0 | 42 | 0
|  |  |  | 0.038 | 270.6889 | 810.6889 | 11.1111 | 480.2561 | 0.067236 | 92.4734 | 92.4734 | 99.1392 | 36.4419 | 67.8631 | 1 | 50911.8282 | 0.49884 | 0.013889 | 36165.3388 | 29543.0548 | [10 empty] | 7 | 246 | FALSE | 42000 | 0 | 0.70329 | 0 |  |  |  |  | 41 | 4.1 | 70.3288 | 0 | 42 | 0
|  |  |  | 0.039 | 270.6778 | 810.6778 | 11.1111 | 480.2759 | 0.067239 | 92.3486 | 92.3486 | 99.0056 | 36.3796 | 67.7651 | 1 | 50853.714 | 0.49884 | 0.013889 | 36115.4754 | 29492.143 | [10 empty] | 7 | 252 | FALSE | 42000 | 0 | 0.70418 | 0 |  |  |  |  | 42 | 4.2 | 70.4181 | 0 | 42 | 0
|  |  |  | 0.04 | 270.6667 | 810.6667 | 11.1111 | 480.2956 | 0.067241 | 92.2238 | 92.2238 | 98.8721 | 36.3174 | 67.6672 | 1 | 50795.6633 | 0.49884 | 0.013889 | 36065.6691 | 29441.2892 | [10 empty] | 7 | 258 | FALSE | 42000 | 0 | 0.70507 | 0 |  |  |  |  | 43 | 4.3 | 70.5074 | 0 | 42 | 0
|  |  |  | 0.041 | 270.6556 | 810.6556 | 11.1111 | 480.3153 | 0.067244 | 92.0992 | 92.0992 | 98.7388 | 36.2552 | 67.5694 | 1 | 50737.6761 | 0.49884 | 0.013889 | 36015.9197 | 29390.4936 | [10 empty] | 7 | 264 | FALSE | 42000 | 0 | 0.70597 | 0 |  |  |  |  | 44 | 4.4 | 70.5967 | 0 | 42 | 0
|  |  |  | 0.042 | 270.6444 | 810.6444 | 11.1111 | 480.335 | 0.067247 | 91.9748 | 91.9748 | 98.6057 | 36.1931 | 67.4717 | 1 | 50679.7524 | 0.49884 | 0.013889 | 35966.2272 | 29339.7559 | [10 empty] | 7 | 270 | FALSE | 42000 | 0 | 0.70686 | 0 |  |  |  |  | 45 | 4.5 | 70.6859 | 0 | 42 | 0
|  |  |  | 0.043 | 270.6333 | 810.6333 | 11.1111 | 480.3547 | 0.06725 | 91.8505 | 91.8505 | 98.4727 | 36.1311 | 67.3741 | 1 | 50621.8919 | 0.49884 | 0.013889 | 35916.5915 | 29289.0761 | [10 empty] | 7 | 276 | FALSE | 42000 | 0 | 0.70775 | 0 |  |  |  |  | 46 | 4.6 | 70.7752 | 0 | 42 | 0
|  |  |  | 0.044 | 270.6222 | 810.6222 | 11.1111 | 480.3744 | 0.067252 | 91.7263 | 91.7263 | 98.3399 | 36.0691 | 67.2766 | 1 | 50564.0948 | 0.49884 | 0.013889 | 35867.0125 | 29238.4543 | [10 empty] | 7 | 282 | FALSE | 42000 | 0 | 0.70865 | 0 |  |  |  |  | 47 | 4.7 | 70.8645 | 0 | 42 | 0
|  |  |  | 0.045 | 270.6111 | 810.6111 | 11.1111 | 480.3942 | 0.067255 | 91.6022 | 91.6022 | 98.2072 | 36.0073 | 67.1792 | 1 | 50506.3608 | 0.49884 | 0.013889 | 35817.4902 | 29187.8902 | [10 empty] | 7 | 288 | FALSE | 42000 | 0 | 0.70954 | 0 |  |  |  |  | 48 | 4.8 | 70.9538 | 0 | 42 | 0
|  |  |  | 0.046 | 270.6 | 810.6 | 11.1111 | 480.4139 | 0.067258 | 91.4783 | 91.4783 | 98.0746 | 35.9455 | 67.0819 | 1 | 50448.69 | 0.49884 | 0.013889 | 35768.0246 | 29137.3838 | [10 empty] | 7 | 294 | FALSE | 42000 | 0 | 0.71043 | 0 |  |  |  |  | 49 | 4.9 | 71.0431 | 0 | 42 | 0
|  |  |  | 0.047 | 270.5889 | 810.5889 | 11.1111 | 480.4336 | 0.067261 | 91.3546 | 91.3546 | 97.9422 | 35.8837 | 66.9848 | 1 | 50391.0823 | 0.49884 | 0.013889 | 35718.6155 | 29086.9351 | [10 empty] | 7 | 300 | FALSE | 42000 | 0 | 0.71132 | 0 |  |  |  |  | 50 | 5 | 71.1324 | 0 | 42 | 0
|  |  |  | 0.048 | 270.5778 | 810.5778 | 11.1111 | 480.4534 | 0.067263 | 91.2309 | 91.2309 | 97.81 | 35.822 | 66.8877 | 1 | 50333.5376 | 0.49884 | 0.013889 | 35669.263 | 29036.544 | [10 empty] | 7 | 306 | FALSE | 42000 | 0 | 0.71222 | 0 |  |  |  |  | 51 | 5.1 | 71.2217 | 0 | 42 | 0
|  |  |  | 0.049 | 270.5667 | 810.5667 | 11.1111 | 480.4731 | 0.067266 | 91.1074 | 91.1074 | 97.6778 | 35.7604 | 66.7908 | 1 | 50276.0558 | 0.49884 | 0.013889 | 35619.9669 | 28986.2105 | [10 empty] | 7 | 312 | FALSE | 42000 | 0 | 0.71311 | 0 |  |  |  |  | 52 | 5.2 | 71.3109 | 0 | 42 | 0
|  |  |  | 0.05 | 270.5556 | 810.5556 | 11.1111 | 480.4928 | 0.067269 | 90.9841 | 90.9841 | 97.5459 | 35.6989 | 66.694 | 1 | 50218.637 | 0.49884 | 0.013889 | 35570.7271 | 28935.9344 | [10 empty] | 7 | 318 | FALSE | 42000 | 0 | 0.714 | 0 |  |  |  |  | 53 | 5.3 | 71.4002 | 0 | 42 | 0
|  |  |  | 0.051 | 270.5444 | 810.5444 | 11.1111 | 480.5125 | 0.067272 | 90.8608 | 90.8608 | 97.4141 | 35.6374 | 66.5972 | 1 | 50161.2809 | 0.49884 | 0.013889 | 35521.5437 | 28885.7158 | [10 empty] | 7 | 324 | FALSE | 42000 | 0 | 0.7149 | 0 |  |  |  |  | 54 | 5.4 | 71.4895 | 0 | 42 | 0
|  |  |  | 0.052 | 270.5333 | 810.5333 | 11.1111 | 480.5323 | 0.067275 | 90.7378 | 90.7378 | 97.2824 | 35.576 | 66.5006 | 1 | 50103.9876 | 0.49884 | 0.013889 | 35472.4166 | 28835.5545 | [10 empty] | 7 | 330 | FALSE | 42000 | 0 | 0.71579 | 0 |  |  |  |  | 55 | 5.5 | 71.5788 | 0 | 42 | 0
|  |  |  | 0.053 | 270.5222 | 810.5222 | 11.1111 | 480.552 | 0.067277 | 90.6148 | 90.6148 | 97.1509 | 35.5147 | 66.4041 | 1 | 50046.757 | 0.49884 | 0.013889 | 35423.3456 | 28785.4505 | [10 empty] | 7 | 336 | FALSE | 42000 | 0 | 0.71668 | 0 |  |  |  |  | 56 | 5.6 | 71.6681 | 0 | 42 | 0
|  |  |  | 0.054 | 270.5111 | 810.5111 | 11.1111 | 480.5718 | 0.06728 | 90.492 | 90.492 | 97.0195 | 35.4534 | 66.3077 | 1 | 49989.5889 | 0.49884 | 0.013889 | 35374.3308 | 28735.4038 | [10 empty] | 7 | 342 | FALSE | 42000 | 0 | 0.71757 | 0 |  |  |  |  | 57 | 5.7 | 71.7574 | 0 | 42 | 0
|  |  |  | 0.055 | 270.5 | 810.5 | 11.1111 | 480.5915 | 0.067283 | 90.3693 | 90.3693 | 96.8882 | 35.3922 | 66.2114 | 1 | 49932.4835 | 0.49884 | 0.013889 | 35325.372 | 28685.4142 | [10 empty] | 7 | 348 | FALSE | 42000 | 0 | 0.71847 | 0 |  |  |  |  | 58 | 5.8 | 71.8467 | 0 | 42 | 0
|  |  |  | 0.056 | 270.4889 | 810.4889 | 11.1111 | 480.6112 | 0.067286 | 90.2468 | 90.2468 | 96.7572 | 35.3311 | 66.1152 | 1 | 49875.4405 | 0.49884 | 0.013889 | 35276.4693 | 28635.4817 | [10 empty] | 7 | 354 | FALSE | 42000 | 0 | 0.71936 | 0 |  |  |  |  | 59 | 5.9 | 71.9359 | 0 | 42 | 0
|  |  |  | 0.057 | 270.4778 | 810.4778 | 11.1111 | 480.631 | 0.067288 | 90.1244 | 90.1244 | 96.6262 | 35.2701 | 66.0192 | 1 | 49818.46 | 0.49884 | 0.013889 | 35227.6225 | 28585.6063 | [10 empty] | 7 | 360 | FALSE | 42000 | 0 | 0.72025 | 0 |  |  |  |  | 60 | 6 | 72.0252 | 0 | 42 | 0
|  |  |  | 0.058 | 270.4667 | 810.4667 | 11.1111 | 480.6507 | 0.067291 | 90.0021 | 90.0021 | 96.4954 | 35.2091 | 65.9232 | 1 | 49761.5418 | 0.49884 | 0.013889 | 35178.8316 | 28535.7878 | [10 empty] | 7 | 366 | FALSE | 42000 | 0 | 0.72115 | 0 |  |  |  |  | 61 | 6.1 | 72.1145 | 0 | 42 | 0
|  |  |  | 0.059 | 270.4556 | 810.4556 | 11.1111 | 480.6705 | 0.067294 | 89.88 | 89.88 | 96.3648 | 35.1482 | 65.8273 | 1 | 49704.6859 | 0.49884 | 0.013889 | 35130.0966 | 28486.0263 | [10 empty] | 7 | 372 | FALSE | 42000 | 0 | 0.72204 | 0 |  |  |  |  | 62 | 6.2 | 72.2038 | 0 | 42 | 0
|  |  |  | 0.06 | 270.4444 | 810.4444 | 11.1111 | 480.6902 | 0.067297 | 89.758 | 89.758 | 96.2342 | 35.0873 | 65.7316 | 1 | 49647.8922 | 0.49884 | 0.013889 | 35081.4173 | 28436.3216 | [10 empty] | 7 | 378 | FALSE | 42000 | 0 | 0.72293 | 0 |  |  |  |  | 63 | 6.3 | 72.2931 | 0 | 42 | 0
|  |  |  | 0.061 | 270.4333 | 810.4333 | 11.1111 | 480.71 | 0.067299 | 89.6361 | 89.6361 | 96.1039 | 35.0265 | 65.6359 | 1 | 49591.1607 | 0.49884 | 0.013889 | 35032.7937 | 28386.6737 | [10 empty] | 7 | 384 | FALSE | 42000 | 0 | 0.72382 | 0 |  |  |  |  | 64 | 6.4 | 72.3824 | 0 | 42 | 0
|  |  |  | 0.062 | 270.4222 | 810.4222 | 11.1111 | 480.7297 | 0.067302 | 89.5144 | 89.5144 | 95.9737 | 34.9658 | 65.5404 | 1 | 49534.4913 | 0.49884 | 0.013889 | 34984.2257 | 28337.0825 | [10 empty] | 7 | 390 | FALSE | 42000 | 0 | 0.72472 | 0 |  |  |  |  | 65 | 6.5 | 72.4717 | 0 | 42 | 0
|  |  |  | 0.063 | 270.4111 | 810.4111 | 11.1111 | 480.7495 | 0.067305 | 89.3928 | 89.3928 | 95.8436 | 34.9052 | 65.4449 | 1 | 49477.8839 | 0.49884 | 0.013889 | 34935.7133 | 28287.548 | [10 empty] | 7 | 396 | FALSE | 42000 | 0 | 0.72561 | 0 |  |  |  |  | 66 | 6.6 | 72.5609 | 0 | 42 | 0
|  |  |  | 0.064 | 270.4 | 810.4 | 11.1111 | 480.7692 | 0.067308 | 89.2714 | 89.2714 | 95.7136 | 34.8446 | 65.3496 | 1 | 49421.3385 | 0.49884 | 0.013889 | 34887.2565 | 28238.0701 | [10 empty] | 7 | 402 | FALSE | 42000 | 0 | 0.7265 | 0 |  |  |  |  | 67 | 6.7 | 72.6502 | 0 | 42 | 0
|  |  |  | 0.065 | 270.3889 | 810.3889 | 11.1111 | 480.789 | 0.06731 | 89.1501 | 89.1501 | 95.5839 | 34.7841 | 65.2543 | 1 | 49364.8549 | 0.49884 | 0.013889 | 34838.8551 | 28188.6488 | [10 empty] | 7 | 408 | FALSE | 42000 | 0 | 0.7274 | 0 |  |  |  |  | 68 | 6.8 | 72.7395 | 0 | 42 | 0
|  |  |  | 0.066 | 270.3778 | 810.3778 | 11.1111 | 480.8087 | 0.067313 | 89.0289 | 89.0289 | 95.4542 | 34.7237 | 65.1592 | 1 | 49308.4332 | 0.49884 | 0.013889 | 34790.5091 | 28139.2839 | [10 empty] | 7 | 414 | FALSE | 42000 | 0 | 0.72829 | 0 |  |  |  |  | 69 | 6.9 | 72.8288 | 0 | 42 | 0
|  |  |  | 0.067 | 270.3667 | 810.3667 | 11.1111 | 480.8285 | 0.067316 | 88.9078 | 88.9078 | 95.3247 | 34.6633 | 65.0642 | 1 | 49252.0733 | 0.49884 | 0.013889 | 34742.2185 | 28089.9755 | [10 empty] | 7 | 420 | FALSE | 42000 | 0 | 0.72918 | 0 |  |  |  |  | 70 | 7 | 72.9181 | 0 | 42 | 0
|  |  |  | 0.068 | 270.3556 | 810.3556 | 11.1111 | 480.8483 | 0.067319 | 88.7869 | 88.7869 | 95.1954 | 34.603 | 64.9693 | 1 | 49195.7751 | 0.49884 | 0.013889 | 34693.9831 | 28040.7234 | [10 empty] | 7 | 426 | FALSE | 42000 | 0 | 0.73007 | 0 |  |  |  |  | 71 | 7.1 | 73.0074 | 0 | 42 | 0
|  |  |  | 0.069 | 270.3444 | 810.3444 | 11.1111 | 480.868 | 0.067322 | 88.6661 | 88.6661 | 95.0661 | 34.5428 | 64.8745 | 1 | 49139.5385 | 0.49884 | 0.013889 | 34645.803 | 27991.5277 | [10 empty] | 7 | 432 | FALSE | 42000 | 0 | 0.73097 | 0 |  |  |  |  | 72 | 7.2 | 73.0967 | 0 | 42 | 0
|  |  |  | 0.07 | 270.3333 | 810.3333 | 11.1111 | 480.8878 | 0.067324 | 88.5455 | 88.5455 | 94.9371 | 34.4826 | 64.7798 | 1 | 49083.3635 | 0.49884 | 0.013889 | 34597.678 | 27942.3881 | [10 empty] | 7 | 438 | FALSE | 42000 | 0 | 0.73186 | 0 |  |  |  |  | 73 | 7.3 | 73.1859 | 0 | 42 | 0
|  |  |  | 0.071 | 270.3222 | 810.3222 | 11.1111 | 480.9076 | 0.067327 | 88.425 | 88.425 | 94.8081 | 34.4225 | 64.6852 | 1 | 49027.25 | 0.49884 | 0.013889 | 34549.6081 | 27893.3048 | [10 empty] | 7 | 444 | FALSE | 42000 | 0 | 0.73275 | 0 |  |  |  |  | 74 | 7.4 | 73.2752 | 0 | 42 | 0
|  |  |  | 0.072 | 270.3111 | 810.3111 | 11.1111 | 480.9273 | 0.06733 | 88.3046 | 88.3046 | 94.6794 | 34.3625 | 64.5907 | 1 | 48971.1979 | 0.49884 | 0.013889 | 34501.5933 | 27844.2775 | [10 empty] | 7 | 450 | FALSE | 42000 | 0 | 0.73365 | 0 |  |  |  |  | 75 | 7.5 | 73.3645 | 0 | 42 | 0
|  |  |  | 0.073 | 270.3 | 810.3 | 11.1111 | 480.9471 | 0.067333 | 88.1844 | 88.1844 | 94.5507 | 34.3025 | 64.4963 | 1 | 48915.2073 | 0.49884 | 0.013889 | 34453.6334 | 27795.3063 | [10 empty] | 7 | 456 | FALSE | 42000 | 0 | 0.73454 | 0 |  |  |  |  | 76 | 7.6 | 73.4538 | 0 | 42 | 0
|  |  |  | 0.074 | 270.2889 | 810.2889 | 11.1111 | 480.9669 | 0.067335 | 88.0643 | 88.0643 | 94.4222 | 34.2426 | 64.4021 | 1 | 48859.2779 | 0.49884 | 0.013889 | 34405.7285 | 27746.3911 | [10 empty] | 7 | 462 | FALSE | 42000 | 0 | 0.73543 | 0 |  |  |  |  | 77 | 7.7 | 73.5431 | 0 | 42 | 0
|  |  |  | 0.075 | 270.2778 | 810.2778 | 11.1111 | 480.9866 | 0.067338 | 87.9443 | 87.9443 | 94.2939 | 34.1828 | 64.3079 | 1 | 48803.4098 | 0.49884 | 0.013889 | 34357.8784 | 27697.5318 | [10 empty] | 7 | 468 | FALSE | 42000 | 0 | 0.73632 | 0 |  |  |  |  | 78 | 7.8 | 73.6324 | 0 | 42 | 0
|  |  |  | 0.076 | 270.2667 | 810.2667 | 11.1111 | 481.0064 | 0.067341 | 87.8244 | 87.8244 | 94.1656 | 34.123 | 64.2138 | 1 | 48747.6029 | 0.49884 | 0.013889 | 34310.0831 | 27648.7284 | [10 empty] | 7 | 474 | FALSE | 42000 | 0 | 0.73722 | 0 |  |  |  |  | 79 | 7.9 | 73.7217 | 0 | 42 | 0
|  |  |  | 0.077 | 270.2556 | 810.2556 | 11.1111 | 481.0262 | 0.067344 | 87.7047 | 87.7047 | 94.0376 | 34.0633 | 64.1199 | 1 | 48691.8571 | 0.49884 | 0.013889 | 34262.3425 | 27599.9808 | [10 empty] | 7 | 480 | FALSE | 42000 | 0 | 0.73811 | 0 |  |  |  |  | 80 | 8 | 73.8109 | 0 | 42 | 0
|  |  |  | 0.078 | 270.2444 | 810.2444 | 11.1111 | 481.046 | 0.067346 | 87.5852 | 87.5852 | 93.9096 | 34.0037 | 64.026 | 1 | 48636.1724 | 0.49884 | 0.013889 | 34214.6567 | 27551.289 | [10 empty] | 7 | 486 | FALSE | 42000 | 0 | 0.739 | 0 |  |  |  |  | 81 | 8.1 | 73.9002 | 0 | 42 | 0
|  |  |  | 0.079 | 270.2333 | 810.2333 | 11.1111 | 481.0657 | 0.067349 | 87.4657 | 87.4657 | 93.7819 | 33.9441 | 63.9322 | 1 | 48580.5486 | 0.49884 | 0.013889 | 34167.0254 | 27502.6528 | [10 empty] | 7 | 492 | FALSE | 42000 | 0 | 0.7399 | 0 |  |  |  |  | 82 | 8.2 | 73.9895 | 0 | 42 | 0
|  |  |  | 0.08 | 270.2222 | 810.2222 | 11.1111 | 481.0855 | 0.067352 | 87.3464 | 87.3464 | 93.6542 | 33.8846 | 63.8386 | 1 | 48524.9858 | 0.49884 | 0.013889 | 34119.4487 | 27454.0722 | [10 empty] | 7 | 498 | FALSE | 42000 | 0 | 0.74079 | 0 |  |  |  |  | 83 | 8.3 | 74.0788 | 0 | 42 | 0
|  |  |  | 0.081 | 270.2111 | 810.2111 | 11.1111 | 481.1053 | 0.067355 | 87.2272 | 87.2272 | 93.5267 | 33.8252 | 63.745 | 1 | 48469.4839 | 0.49884 | 0.013889 | 34071.9265 | 27405.5473 | [10 empty] | 7 | 504 | FALSE | 42000 | 0 | 0.74168 | 0 |  |  |  |  | 84 | 8.4 | 74.1681 | 0 | 42 | 0
|  |  |  | 0.082 | 270.2 | 810.2 | 11.1111 | 481.1251 | 0.067358 | 87.1082 | 87.1082 | 93.3993 | 33.7658 | 63.6516 | 1 | 48414.0427 | 0.49884 | 0.013889 | 34024.4587 | 27357.0778 | [10 empty] | 7 | 510 | FALSE | 42000 | 0 | 0.74257 | 0 |  |  |  |  | 85 | 8.5 | 74.2574 | 0 | 42 | 0
|  |  |  | 0.083 | 270.1889 | 810.1889 | 11.1111 | 481.1449 | 0.06736 | 86.9893 | 86.9893 | 93.2721 | 33.7065 | 63.5583 | 1 | 48358.6623 | 0.49884 | 0.013889 | 33977.0453 | 27308.6637 | [10 empty] | 7 | 516 | FALSE | 42000 | 0 | 0.74347 | 0 |  |  |  |  | 86 | 8.6 | 74.3467 | 0 | 42 | 0
|  |  |  | 0.084 | 270.1778 | 810.1778 | 11.1111 | 481.1647 | 0.067363 | 86.8705 | 86.8705 | 93.145 | 33.6473 | 63.465 | 1 | 48303.3426 | 0.49884 | 0.013889 | 33929.6862 | 27260.3051 | [10 empty] | 7 | 522 | FALSE | 42000 | 0 | 0.74436 | 0 |  |  |  |  | 87 | 8.7 | 74.4359 | 0 | 42 | 0
|  |  |  | 0.085 | 270.1667 | 810.1667 | 11.1111 | 481.1845 | 0.067366 | 86.7519 | 86.7519 | 93.0181 | 33.5882 | 63.3719 | 1 | 48248.0835 | 0.49884 | 0.013889 | 33882.3814 | 27212.0017 | [10 empty] | 7 | 528 | FALSE | 42000 | 0 | 0.74525 | 0 |  |  |  |  | 88 | 8.8 | 74.5252 | 0 | 42 | 0
|  |  |  | 0.086 | 270.1556 | 810.1556 | 11.1111 | 481.2042 | 0.067369 | 86.6333 | 86.6333 | 92.8913 | 33.5291 | 63.2789 | 1 | 48192.8849 | 0.49884 | 0.013889 | 33835.1308 | 27163.7536 | [10 empty] | 7 | 534 | FALSE | 42000 | 0 | 0.74615 | 0 |  |  |  |  | 89 | 8.9 | 74.6145 | 0 | 42 | 0
|  |  |  | 0.087 | 270.1444 | 810.1444 | 11.1111 | 481.224 | 0.067371 | 86.515 | 86.515 | 92.7646 | 33.47 | 63.186 | 1 | 48137.7469 | 0.49884 | 0.013889 | 33787.9343 | 27115.5608 | [10 empty] | 7 | 540 | FALSE | 42000 | 0 | 0.74704 | 0 |  |  |  |  | 90 | 9 | 74.7038 | 0 | 42 | 0
|  |  |  | 0.088 | 270.1333 | 810.1333 | 11.1111 | 481.2438 | 0.067374 | 86.3967 | 86.3967 | 92.6381 | 33.4111 | 63.0931 | 1 | 48082.6692 | 0.49884 | 0.013889 | 33740.7919 | 27067.423 | [10 empty] | 7 | 546 | FALSE | 42000 | 0 | 0.74793 | 0 |  |  |  |  | 91 | 9.1 | 74.7931 | 0 | 42 | 0
|  |  |  | 0.089 | 270.1222 | 810.1222 | 11.1111 | 481.2636 | 0.067377 | 86.2786 | 86.2786 | 92.5117 | 33.3522 | 63.0004 | 1 | 48027.6519 | 0.49884 | 0.013889 | 33693.7035 | 27019.3403 | [10 empty] | 7 | 552 | FALSE | 42000 | 0 | 0.74882 | 0 |  |  |  |  | 92 | 9.2 | 74.8824 | 0 | 42 | 0
|  |  |  | 0.09 | 270.1111 | 810.1111 | 11.1111 | 481.2834 | 0.06738 | 86.1606 | 86.1606 | 92.3855 | 33.2933 | 62.9078 | 1 | 47972.6949 | 0.49884 | 0.013889 | 33646.6691 | 26971.3127 | [10 empty] | 7 | 558 | FALSE | 42000 | 0 | 0.74972 | 0 |  |  |  |  | 93 | 9.3 | 74.9717 | 0 | 42 | 0
|  |  |  | 0.091 | 270.1 | 810.1 | 11.1111 | 481.3032 | 0.067382 | 86.0427 | 86.0427 | 92.2594 | 33.2346 | 62.8153 | 1 | 47917.7981 | 0.49884 | 0.013889 | 33599.6886 | 26923.34 | [10 empty] | 7 | 564 | FALSE | 42000 | 0 | 0.75061 | 0 |  |  |  |  | 94 | 9.4 | 75.0609 | 0 | 42 | 0
|  |  |  | 0.092 | 270.0889 | 810.0889 | 11.1111 | 481.323 | 0.067385 | 85.925 | 85.925 | 92.1334 | 33.1759 | 62.7229 | 1 | 47862.9615 | 0.49884 | 0.013889 | 33552.7619 | 26875.4222 | [10 empty] | 7 | 570 | FALSE | 42000 | 0 | 0.7515 | 0 |  |  |  |  | 95 | 9.5 | 75.1502 | 0 | 42 | 0
|  |  |  | 0.093 | 270.0778 | 810.0778 | 11.1111 | 481.3428 | 0.067388 | 85.8074 | 85.8074 | 92.0076 | 33.1173 | 62.6306 | 1 | 47808.185 | 0.49884 | 0.013889 | 33505.8891 | 26827.5592 | [10 empty] | 7 | 576 | FALSE | 42000 | 0 | 0.7524 | 0 |  |  |  |  | 96 | 9.6 | 75.2395 | 0 | 42 | 0
|  |  |  | 0.094 | 270.0667 | 810.0667 | 11.1111 | 481.3626 | 0.067391 | 85.69 | 85.69 | 91.8819 | 33.0587 | 62.5384 | 1 | 47753.4685 | 0.49884 | 0.013889 | 33459.0699 | 26779.751 | [10 empty] | 7 | 582 | FALSE | 42000 | 0 | 0.75329 | 0 |  |  |  |  | 97 | 9.7 | 75.3288 | 0 | 42 | 0
|  |  |  | 0.095 | 270.0556 | 810.0556 | 11.1111 | 481.3824 | 0.067394 | 85.5726 | 85.5726 | 91.7564 | 33.0002 | 62.4463 | 1 | 47698.812 | 0.49884 | 0.013889 | 33412.3044 | 26731.9976 | [10 empty] | 7 | 588 | FALSE | 42000 | 0 | 0.75418 | 0 |  |  |  |  | 98 | 9.8 | 75.4181 | 0 | 42 | 0
|  |  |  | 0.096 | 270.0444 | 810.0444 | 11.1111 | 481.4022 | 0.067396 | 85.4554 | 85.4554 | 91.631 | 32.9418 | 62.3543 | 1 | 47644.2155 | 0.49884 | 0.013889 | 33365.5925 | 26684.2988 | [10 empty] | 7 | 594 | FALSE | 42000 | 0 | 0.75507 | 0 |  |  |  |  | 99 | 9.9 | 75.5074 | 0 | 42 | 0
|  |  |  | 0.097 | 270.0333 | 810.0333 | 11.1111 | 481.422 | 0.067399 | 85.3383 | 85.3383 | 91.5057 | 32.8834 | 62.2624 | 1 | 47589.6787 | 0.49884 | 0.013889 | 33318.9342 | 26636.6546 | [10 empty] | 7 | 600 | FALSE | 42000 | 0 | 0.75597 | 0 |  |  |  |  | 100 | 10 | 75.5967 | 0 | 42 | 0
|  |  |  | 0.098 | 270.0222 | 810.0222 | 11.1111 | 481.4419 | 0.067402 | 85.2214 | 85.2214 | 91.3806 | 32.8251 | 62.1706 | 1 | 47535.2018 | 0.49884 | 0.013889 | 33272.3293 | 26589.0649 | [10 empty] | 7 | 606 | FALSE | 42000 | 0 | 0.75686 | 0 |  |  |  |  | 101 | 10.1 | 75.6859 | 0 | 42 | 0
|  |  |  | 0.099 | 270.0111 | 810.0111 | 11.1111 | 481.4617 | 0.067405 | 85.1046 | 85.1046 | 91.2556 | 32.7669 | 62.079 | 1 | 47480.7846 | 0.49884 | 0.013889 | 33225.7779 | 26541.5297 | [10 empty] | 7 | 612 | FALSE | 42000 | 0 | 0.75775 | 0 |  |  |  |  | 102 | 10.2 | 75.7752 | 0 | 42 | 0
|  |  |  | 0.1 | 270 | 810 | 11.1111 | 481.4815 | 0.067407 | 84.9879 | 84.9879 | 91.1308 | 32.7087 | 61.9874 | 1 | 47426.427 | 0.49884 | 0.013889 | 33179.2798 | 26494.0489 | [10 empty] | 7 | 618 | FALSE | 42000 | 0 | 0.75865 | 0 |  |  |  |  | 103 | 10.3 | 75.8645 | 0 | 42 | 0
|  |  |  | 0.101 | 269.9889 | 809.9889 | 11.1111 | 481.5013 | 0.06741 | 84.8714 | 84.8714 | 91.0061 | 32.6506 | 61.8959 | 1 | 47372.1291 | 0.49884 | 0.013889 | 33132.8351 | 26446.6225 | [10 empty] | 7 | 624 | FALSE | 42000 | 0 | 0.75954 | 0 |  |  |  |  | 104 | 10.4 | 75.9538 | 0 | 42 | 0
|  |  |  | 0.102 | 269.9778 | 809.9778 | 11.1111 | 481.5211 | 0.067413 | 84.7549 | 84.7549 | 90.8815 | 32.5926 | 61.8045 | 1 | 47317.8907 | 0.49884 | 0.013889 | 33086.4436 | 26399.2503 | [10 empty] | 7 | 630 | FALSE | 42000 | 0 | 0.76043 | 0 |  |  |  |  | 105 | 10.5 | 76.0431 | 0 | 42 | 0
|  |  |  | 0.103 | 269.9667 | 809.9667 | 11.1111 | 481.5409 | 0.067416 | 84.6386 | 84.6386 | 90.7571 | 32.5346 | 61.7132 | 1 | 47263.7117 | 0.49884 | 0.013889 | 33040.1053 | 26351.9324 | [10 empty] | 7 | 636 | FALSE | 42000 | 0 | 0.76132 | 0 |  |  |  |  | 106 | 10.6 | 76.1324 | 0 | 42 | 0
|  |  |  | 0.104 | 269.9556 | 809.9556 | 11.1111 | 481.5608 | 0.067419 | 84.5225 | 84.5225 | 90.6328 | 32.4767 | 61.6221 | 1 | 47209.5922 | 0.49884 | 0.013889 | 32993.8202 | 26304.6687 | [10 empty] | 7 | 642 | FALSE | 42000 | 0 | 0.76222 | 0 |  |  |  |  | 107 | 10.7 | 76.2217 | 0 | 42 | 0
|  |  |  | 0.105 | 269.9444 | 809.9444 | 11.1111 | 481.5806 | 0.067421 | 84.4064 | 84.4064 | 90.5087 | 32.4188 | 61.531 | 1 | 47155.532 | 0.49884 | 0.013889 | 32947.5881 | 26257.4591 | [10 empty] | 7 | 648 | FALSE | 42000 | 0 | 0.76311 | 0 |  |  |  |  | 108 | 10.8 | 76.3109 | 0 | 42 | 0
|  |  |  | 0.106 | 269.9333 | 809.9333 | 11.1111 | 481.6004 | 0.067424 | 84.2905 | 84.2905 | 90.3846 | 32.3611 | 61.44 | 1 | 47101.5311 | 0.49884 | 0.013889 | 32901.4091 | 26210.3036 | [10 empty] | 7 | 654 | FALSE | 42000 | 0 | 0.764 | 0 |  |  |  |  | 109 | 10.9 | 76.4002 | 0 | 42 | 0
|  |  |  | 0.107 | 269.9222 | 809.9222 | 11.1111 | 481.6202 | 0.067427 | 84.1748 | 84.1748 | 90.2608 | 32.3034 | 61.3491 | 1 | 47047.5895 | 0.49884 | 0.013889 | 32855.283 | 26163.2021 | [10 empty] | 7 | 660 | FALSE | 42000 | 0 | 0.7649 | 0 |  |  |  |  | 110 | 11 | 76.4895 | 0 | 42 | 0
|  |  |  | 0.108 | 269.9111 | 809.9111 | 11.1111 | 481.64 | 0.06743 | 84.0591 | 84.0591 | 90.137 | 32.2457 | 61.2584 | 1 | 46993.707 | 0.49884 | 0.013889 | 32809.2098 | 26116.1545 | [10 empty] | 7 | 666 | FALSE | 42000 | 0 | 0.76579 | 0 |  |  |  |  | 111 | 11.1 | 76.5788 | 0 | 42 | 0
|  |  |  | 0.109 | 269.9 | 809.9 | 11.1111 | 481.6599 | 0.067432 | 83.9436 | 83.9436 | 90.0134 | 32.1881 | 61.1677 | 1 | 46939.8836 | 0.49884 | 0.013889 | 32763.1895 | 26069.1608 | [10 empty] | 7 | 672 | FALSE | 42000 | 0 | 0.76668 | 0 |  |  |  |  | 112 | 11.2 | 76.6681 | 0 | 42 | 0
|  |  |  | 0.11 | 269.8889 | 809.8889 | 11.1111 | 481.6797 | 0.067435 | 83.8282 | 83.8282 | 89.89 | 32.1306 | 61.0771 | 1 | 46886.1192 | 0.49884 | 0.013889 | 32717.222 | 26022.2209 | [10 empty] | 7 | 678 | FALSE | 42000 | 0 | 0.76757 | 0 |  |  |  |  | 113 | 11.3 | 76.7574 | 0 | 42 | 0
|  |  |  | 0.111 | 269.8778 | 809.8778 | 11.1111 | 481.6995 | 0.067438 | 83.713 | 83.713 | 89.7666 | 32.0732 | 60.9867 | 1 | 46832.4138 | 0.49884 | 0.013889 | 32671.3072 | 25975.3348 | [10 empty] | 7 | 684 | FALSE | 42000 | 0 | 0.76847 | 0 |  |  |  |  | 114 | 11.4 | 76.8467 | 0 | 42 | 0
|  |  |  | 0.112 | 269.8667 | 809.8667 | 11.1111 | 481.7194 | 0.067441 | 83.5978 | 83.5978 | 89.6434 | 32.0158 | 60.8963 | 1 | 46778.7673 | 0.49884 | 0.013889 | 32625.445 | 25928.5024 | [10 empty] | 7 | 690 | FALSE | 42000 | 0 | 0.76936 | 0 |  |  |  |  | 115 | 11.5 | 76.9359 | 0 | 42 | 0
|  |  |  | 0.113 | 269.8556 | 809.8556 | 11.1111 | 481.7392 | 0.067443 | 83.4828 | 83.4828 | 89.5204 | 31.9584 | 60.806 | 1 | 46725.1797 | 0.49884 | 0.013889 | 32579.6355 | 25881.7236 | [10 empty] | 7 | 696 | FALSE | 42000 | 0 | 0.77025 | 0 |  |  |  |  | 116 | 11.6 | 77.0252 | 0 | 42 | 0
|  |  |  | 0.114 | 269.8444 | 809.8444 | 11.1111 | 481.759 | 0.067446 | 83.3679 | 83.3679 | 89.3975 | 31.9012 | 60.7159 | 1 | 46671.6509 | 0.49884 | 0.013889 | 32533.8785 | 25834.9984 | [10 empty] | 7 | 702 | FALSE | 42000 | 0 | 0.77115 | 0 |  |  |  |  | 117 | 11.7 | 77.1145 | 0 | 42 | 0
|  |  |  | 0.115 | 269.8333 | 809.8333 | 11.1111 | 481.7789 | 0.067449 | 83.2532 | 83.2532 | 89.2747 | 31.844 | 60.6258 | 1 | 46618.1808 | 0.49884 | 0.013889 | 32488.1741 | 25788.3268 | [10 empty] | 7 | 708 | FALSE | 42000 | 0 | 0.77204 | 0 |  |  |  |  | 118 | 11.8 | 77.2038 | 0 | 42 | 0
|  |  |  | 0.116 | 269.8222 | 809.8222 | 11.1111 | 481.7987 | 0.067452 | 83.1386 | 83.1386 | 89.152 | 31.7869 | 60.5359 | 1 | 46564.7693 | 0.49884 | 0.013889 | 32442.5221 | 25741.7086 | [10 empty] | 7 | 714 | FALSE | 42000 | 0 | 0.77293 | 0 |  |  |  |  | 119 | 11.9 | 77.2931 | 0 | 42 | 0
|  |  |  | 0.117 | 269.8111 | 809.8111 | 11.1111 | 481.8186 | 0.067455 | 83.0241 | 83.0241 | 89.0295 | 31.7298 | 60.446 | 1 | 46511.4165 | 0.49884 | 0.013889 | 32396.9224 | 25695.1438 | [10 empty] | 1 | 720 | TRUE | 42000 | 0 | 0.77382 | 0 |  |  |  |  | 120 | 12 | 77.3824 | 0 | 42 | 0
|  |  |  | 0.118 | 269.8 | 809.8 | 11.1111 | 481.8384 | 0.067457 | 82.9097 | 82.9097 | 88.9072 | 31.6728 | 60.3562 | 1 | 46458.1222 | 0.49884 | 0.013889 | 32351.3751 | 25648.6324 | [10 empty] | 1 | 726 | TRUE | 42000 | 0 | 0.73987 | 0 |  |  |  |  | 121 | 12.1 | 73.9871 | 0 | 42 | 0
|  |  |  | 0.119 | 269.7889 | 809.7889 | 11.1111 | 481.8582 | 0.06746 | 82.7955 | 82.7955 | 88.7849 | 31.6159 | 60.2666 | 1 | 46404.8864 | 0.49884 | 0.013889 | 32305.8801 | 25602.1743 | [10 empty] | 1 | 732 | TRUE | 42000 | 0 | 0.70745 | 0 |  |  |  |  | 122 | 12.2 | 70.7447 | 0 | 42 | 0
|  |  |  | 0.12 | 269.7778 | 809.7778 | 11.1111 | 481.8781 | 0.067463 | 82.6814 | 82.6814 | 88.6628 | 31.559 | 60.177 | 1 | 46351.709 | 0.49884 | 0.013889 | 32260.4373 | 25555.7694 | [10 empty] | 1 | 738 | TRUE | 42000 | 0 | 0.67648 | 0 |  |  |  |  | 123 | 12.3 | 67.6483 | 0 | 42 | 0
|  |  |  | 0.121 | 269.7667 | 809.7667 | 11.1111 | 481.8979 | 0.067466 | 82.5674 | 82.5674 | 88.5409 | 31.5022 | 60.0875 | 1 | 46298.59 | 0.49884 | 0.013889 | 32215.0466 | 25509.4177 | [10 empty] | 1 | 744 | TRUE | 42000 | 0 | 0.64691 | 0 |  |  |  |  | 124 | 12.4 | 64.6914 | 0 | 42 | 0
|  |  |  | 0.122 | 269.7556 | 809.7556 | 11.1111 | 481.9178 | 0.067468 | 82.4535 | 82.4535 | 88.419 | 31.4454 | 59.9982 | 1 | 46245.5292 | 0.49884 | 0.013889 | 32169.708 | 25463.1191 | [10 empty] | 1 | 750 | TRUE | 42000 | 0 | 0.61868 | 0 |  |  |  |  | 125 | 12.5 | 61.8675 | 0 | 42 | 0
|  |  |  | 0.123 | 269.7444 | 809.7444 | 11.1111 | 481.9376 | 0.067471 | 82.3398 | 82.3398 | 88.2973 | 31.3888 | 59.9089 | 1 | 46192.5267 | 0.49884 | 0.013889 | 32124.4215 | 25416.8736 | [10 empty] | 1 | 756 | TRUE | 42000 | 0 | 0.59171 | 0 |  |  |  |  | 126 | 12.6 | 59.1709 | 0 | 42 | 0
|  |  |  | 0.124 | 269.7333 | 809.7333 | 11.1111 | 481.9575 | 0.067474 | 82.2262 | 82.2262 | 88.1758 | 31.3321 | 59.8198 | 1 | 46139.5824 | 0.49884 | 0.013889 | 32079.1869 | 25370.681 | [10 empty] | 1 | 762 | TRUE | 42000 | 0 | 0.56596 | 0 |  |  |  |  | 127 | 12.7 | 56.5957 | 0 | 42 | 0
|  |  |  | 0.125 | 269.7222 | 809.7222 | 11.1111 | 481.9773 | 0.067477 | 82.1127 | 82.1127 | 88.0544 | 31.2756 | 59.7307 | 1 | 46086.6962 | 0.49884 | 0.013889 | 32034.0043 | 25324.5414 | [10 empty] | 1 | 768 | TRUE | 42000 | 0 | 0.54136 | 0 |  |  |  |  | 128 | 12.8 | 54.1364 | 0 | 42 | 0
|  |  |  | 0.126 | 269.7111 | 809.7111 | 11.1111 | 481.9972 | 0.06748 | 81.9994 | 81.9994 | 87.9331 | 31.2191 | 59.6417 | 1 | 46033.868 | 0.49884 | 0.013889 | 31988.8735 | 25278.4548 | [10 empty] | 1 | 774 | TRUE | 42000 | 0 | 0.51788 | 0 |  |  |  |  | 129 | 12.9 | 51.7879 | 0 | 42 | 0
|  |  |  | 0.127 | 269.7 | 809.7 | 11.1111 | 482.0171 | 0.067482 | 81.8862 | 81.8862 | 87.8119 | 31.1627 | 59.5529 | 1 | 45981.0978 | 0.49884 | 0.013889 | 31943.7946 | 25232.4209 | [10 empty] | 1 | 780 | TRUE | 42000 | 0 | 0.49545 | 0 |  |  |  |  | 130 | 13 | 49.5452 | 0 | 42 | 0
|  |  |  | 0.128 | 269.6889 | 809.6889 | 11.1111 | 482.0369 | 0.067485 | 81.7731 | 81.7731 | 87.6909 | 31.1063 | 59.4641 | 1 | 45928.3856 | 0.49884 | 0.013889 | 31898.7674 | 25186.4398 | [10 empty] | 1 | 786 | TRUE | 42000 | 0 | 0.47403 | 0 |  |  |  |  | 131 | 13.1 | 47.4034 | 0 | 42 | 0
|  |  |  | 0.129 | 269.6778 | 809.6778 | 11.1111 | 482.0568 | 0.067488 | 81.6601 | 81.6601 | 87.57 | 31.05 | 59.3754 | 1 | 45875.7312 | 0.49884 | 0.013889 | 31853.7919 | 25140.5114 | [10 empty] | 1 | 792 | TRUE | 42000 | 0 | 0.45358 | 0 |  |  |  |  | 132 | 13.2 | 45.3581 | 0 | 42 | 0
|  |  |  | 0.13 | 269.6667 | 809.6667 | 11.1111 | 482.0766 | 0.067491 | 81.5473 | 81.5473 | 87.4493 | 30.9938 | 59.2869 | 1 | 45823.1346 | 0.49884 | 0.013889 | 31808.868 | 25094.6357 | [10 empty] | 1 | 798 | TRUE | 42000 | 0 | 0.43405 | 0 |  |  |  |  | 133 | 13.3 | 43.4049 | 0 | 42 | 0
|  |  |  | 0.131 | 269.6556 | 809.6556 | 11.1111 | 482.0965 | 0.067494 | 81.4345 | 81.4345 | 87.3287 | 30.9376 | 59.1984 | 1 | 45770.5958 | 0.49884 | 0.013889 | 31763.9958 | 25048.8125 | [10 empty] | 1 | 804 | TRUE | 42000 | 0 | 0.4154 | 0 |  |  |  |  | 134 | 13.4 | 41.5396 | 0 | 42 | 0
|  |  |  | 0.132 | 269.6444 | 809.6444 | 11.1111 | 482.1164 | 0.067496 | 81.322 | 81.322 | 87.2082 | 30.8815 | 59.11 | 1 | 45718.1147 | 0.49884 | 0.013889 | 31719.175 | 25003.0419 | [10 empty] | 1 | 810 | TRUE | 42000 | 0 | 0.39758 | 0 |  |  |  |  | 135 | 13.5 | 39.7584 | 0 | 42 | 0
|  |  |  | 0.133 | 269.6333 | 809.6333 | 11.1111 | 482.1362 | 0.067499 | 81.2095 | 81.2095 | 87.0878 | 30.8255 | 59.0218 | 1 | 45665.6911 | 0.49884 | 0.013889 | 31674.4058 | 24957.3238 | [10 empty] | 1 | 816 | TRUE | 42000 | 0 | 0.38057 | 0 |  |  |  |  | 136 | 13.6 | 38.0573 | 0 | 42 | 0
|  |  |  | 0.134 | 269.6222 | 809.6222 | 11.1111 | 482.1561 | 0.067502 | 81.0971 | 81.0971 | 86.9676 | 30.7695 | 58.9336 | 1 | 45613.3252 | 0.49884 | 0.013889 | 31629.6879 | 24911.6581 | [10 empty] | 1 | 822 | TRUE | 42000 | 0 | 0.36433 | 0 |  |  |  |  | 137 | 13.7 | 36.4328 | 0 | 42 | 0
|  |  |  | 0.135 | 269.6111 | 809.6111 | 11.1111 | 482.176 | 0.067505 | 80.9849 | 80.9849 | 86.8475 | 30.7136 | 58.8455 | 1 | 45561.0167 | 0.49884 | 0.013889 | 31585.0214 | 24866.0448 | [10 empty] | 1 | 828 | TRUE | 42000 | 0 | 0.34882 | 0 |  |  |  |  | 138 | 13.8 | 34.8815 | 0 | 42 | 0
|  |  |  | 0.136 | 269.6 | 809.6 | 11.1111 | 482.1958 | 0.067507 | 80.8728 | 80.8728 | 86.7276 | 30.6577 | 58.7575 | 1 | 45508.7657 | 0.49884 | 0.013889 | 31540.4062 | 24820.4838 | [10 empty] | 1 | 834 | TRUE | 42000 | 0 | 0.334 | 0 |  |  |  |  | 139 | 13.9 | 33.4001 | 0 | 42 | 0
|  |  |  | 0.137 | 269.5889 | 809.5889 | 11.1111 | 482.2157 | 0.06751 | 80.7609 | 80.7609 | 86.6078 | 30.6019 | 58.6697 | 1 | 45456.5721 | 0.49884 | 0.013889 | 31495.8423 | 24774.975 | [10 empty] | 1 | 840 | TRUE | 42000 | 0 | 0.31985 | 0 |  |  |  |  | 140 | 14 | 31.9853 | 0 | 42 | 0
|  |  |  | 0.138 | 269.5778 | 809.5778 | 11.1111 | 482.2356 | 0.067513 | 80.649 | 80.649 | 86.4881 | 30.5462 | 58.5819 | 1 | 45404.4358 | 0.49884 | 0.013889 | 31451.3295 | 24729.5185 | [10 empty] | 1 | 846 | TRUE | 42000 | 0 | 0.30634 | 0 |  |  |  |  | 141 | 14.1 | 30.6343 | 0 | 42 | 0
|  |  |  | 0.139 | 269.5667 | 809.5667 | 11.1111 | 482.2555 | 0.067516 | 80.5373 | 80.5373 | 86.3686 | 30.4905 | 58.4942 | 1 | 45352.3568 | 0.49884 | 0.013889 | 31406.8679 | 24684.114 | [10 empty] | 1 | 852 | TRUE | 42000 | 0 | 0.29344 | 0 |  |  |  |  | 142 | 14.2 | 29.3441 | 0 | 42 | 0
|  |  |  | 0.14 | 269.5556 | 809.5556 | 11.1111 | 482.2754 | 0.067519 | 80.4257 | 80.4257 | 86.2491 | 30.4349 | 58.4066 | 1 | 45300.3349 | 0.49884 | 0.013889 | 31362.4573 | 24638.7617 | [10 empty] | 1 | 858 | TRUE | 42000 | 0 | 0.28112 | 0 |  |  |  |  | 143 | 14.3 | 28.112 | 0 | 42 | 0
|  |  |  | 0.141 | 269.5444 | 809.5444 | 11.1111 | 482.2952 | 0.067521 | 80.3143 | 80.3143 | 86.1299 | 30.3794 | 58.3191 | 1 | 45248.3703 | 0.49884 | 0.013889 | 31318.0978 | 24593.4613 | [10 empty] | 1 | 864 | TRUE | 42000 | 0 | 0.26935 | 0 |  |  |  |  | 144 | 14.4 | 26.9354 | 0 | 42 | 0
|  |  |  | 0.142 | 269.5333 | 809.5333 | 11.1111 | 482.3151 | 0.067524 | 80.2029 | 80.2029 | 86.0107 | 30.3239 | 58.2318 | 1 | 45196.4626 | 0.49884 | 0.013889 | 31273.7892 | 24548.213 | [10 empty] | 1 | 870 | TRUE | 42000 | 0 | 0.25812 | 0 |  |  |  |  | 145 | 14.5 | 25.8118 | 0 | 42 | 0
|  |  |  | 0.143 | 269.5222 | 809.5222 | 11.1111 | 482.335 | 0.067527 | 80.0917 | 80.0917 | 85.8917 | 30.2685 | 58.1445 | 1 | 45144.612 | 0.49884 | 0.013889 | 31229.5315 | 24503.0165 | [10 empty] | 1 | 876 | TRUE | 42000 | 0 | 0.24739 | 0 |  |  |  |  | 146 | 14.6 | 24.7387 | 0 | 42 | 0
|  |  |  | 0.144 | 269.5111 | 809.5111 | 11.1111 | 482.3549 | 0.06753 | 79.9806 | 79.9806 | 85.7728 | 30.2131 | 58.0573 | 1 | 45092.8184 | 0.49884 | 0.013889 | 31185.3247 | 24457.8719 | [10 empty] | 1 | 882 | TRUE | 42000 | 0 | 0.23714 | 0 |  |  |  |  | 147 | 14.7 | 23.714 | 0 | 42 | 0
|  |  |  | 0.145 | 269.5 | 809.5 | 11.1111 | 482.3748 | 0.067532 | 79.8696 | 79.8696 | 85.6541 | 30.1578 | 57.9702 | 1 | 45041.0817 | 0.49884 | 0.013889 | 31141.1687 | 24412.7791 | [10 empty] | 1 | 888 | TRUE | 42000 | 0 | 0.22735 | 0 |  |  |  |  | 148 | 14.8 | 22.7355 | 0 | 42 | 0
|  |  |  | 0.146 | 269.4889 | 809.4889 | 11.1111 | 482.3947 | 0.067535 | 79.7588 | 79.7588 | 85.5354 | 30.1026 | 57.8832 | 1 | 44989.4018 | 0.49884 | 0.013889 | 31097.0634 | 24367.738 | [10 empty] | 1 | 894 | TRUE | 42000 | 0 | 0.21801 | 0 |  |  |  |  | 149 | 14.9 | 21.801 | 0 | 42 | 0
|  |  |  | 0.147 | 269.4778 | 809.4778 | 11.1111 | 482.4145 | 0.067538 | 79.6481 | 79.6481 | 85.417 | 30.0475 | 57.7963 | 1 | 44937.7787 | 0.49884 | 0.013889 | 31053.0089 | 24322.7486 | [10 empty] | 1 | 900 | TRUE | 42000 | 0 | 0.20909 | 0 |  |  |  |  | 150 | 15 | 20.9085 | 0 | 42 | 0
|  |  |  | 0.148 | 269.4667 | 809.4667 | 11.1111 | 482.4344 | 0.067541 | 79.5375 | 79.5375 | 85.2986 | 29.9924 | 57.7095 | 1 | 44886.2123 | 0.49884 | 0.013889 | 31009.0049 | 24277.8108 | [10 empty] | 1 | 906 | FALSE | 42000 | 0 | 0.20998 | 0 |  |  |  |  | 151 | 15.1 | 20.9978 | 0 | 42 | 0
|  |  |  | 0.149 | 269.4556 | 809.4556 | 11.1111 | 482.4543 | 0.067544 | 79.427 | 79.427 | 85.1804 | 29.9373 | 57.6228 | 1 | 44834.7025 | 0.49884 | 0.013889 | 30965.0515 | 24232.9246 | [10 empty] | 1 | 912 | FALSE | 42000 | 0 | 0.21087 | 0 |  |  |  |  | 152 | 15.2 | 21.0871 | 0 | 42 | 0
|  |  |  | 0.15 | 269.4444 | 809.4444 | 11.1111 | 482.4742 | 0.067546 | 79.3166 | 79.3166 | 85.0623 | 29.8823 | 57.5362 | 1 | 44783.2494 | 0.49884 | 0.013889 | 30921.1486 | 24188.0899 | [10 empty] | 1 | 918 | FALSE | 42000 | 0 | 0.21176 | 0 |  |  |  |  | 153 | 15.3 | 21.1764 | 0 | 42 | 0
|  |  |  | 0.151 | 269.4333 | 809.4333 | 11.1111 | 482.4941 | 0.067549 | 79.2064 | 79.2064 | 84.9443 | 29.8274 | 57.4497 | 1 | 44731.8528 | 0.49884 | 0.013889 | 30877.2962 | 24143.3066 | [10 empty] | 1 | 924 | FALSE | 42000 | 0 | 0.21266 | 0 |  |  |  |  | 154 | 15.4 | 21.2657 | 0 | 42 | 0
|  |  |  | 0.152 | 269.4222 | 809.4222 | 11.1111 | 482.514 | 0.067552 | 79.0963 | 79.0963 | 84.8265 | 29.7726 | 57.3632 | 1 | 44680.5127 | 0.49884 | 0.013889 | 30833.4942 | 24098.5748 | [10 empty] | 1 | 930 | FALSE | 42000 | 0 | 0.21355 | 0 |  |  |  |  | 155 | 15.5 | 21.355 | 0 | 42 | 0
|  |  |  | 0.153 | 269.4111 | 809.4111 | 11.1111 | 482.5339 | 0.067555 | 78.9863 | 78.9863 | 84.7088 | 29.7178 | 57.2769 | 1 | 44629.229 | 0.49884 | 0.013889 | 30789.7425 | 24053.8943 | [10 empty] | 1 | 936 | FALSE | 42000 | 0 | 0.21444 | 0 |  |  |  |  | 156 | 15.6 | 21.4442 | 0 | 42 | 0
|  |  |  | 0.154 | 269.4 | 809.4 | 11.1111 | 482.5538 | 0.067558 | 78.8765 | 78.8765 | 84.5912 | 29.663 | 57.1907 | 1 | 44578.0017 | 0.49884 | 0.013889 | 30746.0412 | 24009.265 | [10 empty] | 1 | 942 | FALSE | 42000 | 0 | 0.21534 | 0 |  |  |  |  | 157 | 15.7 | 21.5335 | 0 | 42 | 0
|  |  |  | 0.155 | 269.3889 | 809.3889 | 11.1111 | 482.5737 | 0.06756 | 78.7667 | 78.7667 | 84.4738 | 29.6084 | 57.1046 | 1 | 44526.8307 | 0.49884 | 0.013889 | 30702.3901 | 23964.687 | [10 empty] | 1 | 948 | FALSE | 42000 | 0 | 0.21623 | 0 |  |  |  |  | 158 | 15.8 | 21.6228 | 0 | 42 | 0
|  |  |  | 0.156 | 269.3778 | 809.3778 | 11.1111 | 482.5936 | 0.067563 | 78.6571 | 78.6571 | 84.3565 | 29.5538 | 57.0186 | 1 | 44475.7159 | 0.49884 | 0.013889 | 30658.7891 | 23920.1602 | [10 empty] | 1 | 954 | FALSE | 42000 | 0 | 0.21712 | 0 |  |  |  |  | 159 | 15.9 | 21.7121 | 0 | 42 | 0
|  |  |  | 0.157 | 269.3667 | 809.3667 | 11.1111 | 482.6135 | 0.067566 | 78.5476 | 78.5476 | 84.2393 | 29.4992 | 56.9326 | 1 | 44424.6573 | 0.49884 | 0.013889 | 30615.2383 | 23875.6845 | [10 empty] | 1 | 960 | FALSE | 42000 | 0 | 0.21801 | 0 |  |  |  |  | 160 | 16 | 21.8014 | 0 | 42 | 0
|  |  |  | 0.158 | 269.3556 | 809.3556 | 11.1111 | 482.6334 | 0.067569 | 78.4382 | 78.4382 | 84.1223 | 29.4447 | 56.8468 | 1 | 44373.6549 | 0.49884 | 0.013889 | 30571.7376 | 23831.2598 | [10 empty] | 1 | 966 | FALSE | 42000 | 0 | 0.21891 | 0 |  |  |  |  | 161 | 16.1 | 21.8907 | 0 | 42 | 0
|  |  |  | 0.159 | 269.3444 | 809.3444 | 11.1111 | 482.6534 | 0.067571 | 78.329 | 78.329 | 84.0054 | 29.3903 | 56.761 | 1 | 44322.7085 | 0.49884 | 0.013889 | 30528.2869 | 23786.8862 | [10 empty] | 1 | 972 | FALSE | 42000 | 0 | 0.2198 | 0 |  |  |  |  | 162 | 16.2 | 21.98 | 0 | 42 | 0
|  |  |  | 0.16 | 269.3333 | 809.3333 | 11.1111 | 482.6733 | 0.067574 | 78.2199 | 78.2199 | 83.8886 | 29.336 | 56.6754 | 1 | 44271.8181 | 0.49884 | 0.013889 | 30484.8861 | 23742.5635 | [10 empty] | 1 | 978 | FALSE | 42000 | 0 | 0.22069 | 0 |  |  |  |  | 163 | 16.3 | 22.0692 | 0 | 42 | 0
|  |  |  | 0.161 | 269.3222 | 809.3222 | 11.1111 | 482.6932 | 0.067577 | 78.1109 | 78.1109 | 83.7719 | 29.2817 | 56.5898 | 1 | 44220.9836 | 0.49884 | 0.013889 | 30441.5353 | 23698.2917 | [10 empty] | 1 | 984 | FALSE | 42000 | 0 | 0.22159 | 0 |  |  |  |  | 164 | 16.4 | 22.1585 | 0 | 42 | 0
|  |  |  | 0.162 | 269.3111 | 809.3111 | 11.1111 | 482.7131 | 0.06758 | 78.002 | 78.002 | 83.6554 | 29.2274 | 56.5044 | 1 | 44170.2051 | 0.49884 | 0.013889 | 30398.2343 | 23654.0707 | [10 empty] | 1 | 990 | FALSE | 42000 | 0 | 0.22248 | 0 |  |  |  |  | 165 | 16.5 | 22.2478 | 0 | 42 | 0
|  |  |  | 0.163 | 269.3 | 809.3 | 11.1111 | 482.733 | 0.067583 | 77.8932 | 77.8932 | 83.539 | 29.1732 | 56.419 | 1 | 44119.4824 | 0.49884 | 0.013889 | 30354.9831 | 23609.9005 | [10 empty] | 1 | 996 | FALSE | 42000 | 0 | 0.22337 | 0 |  |  |  |  | 166 | 16.6 | 22.3371 | 0 | 42 | 0
|  |  |  | 0.164 | 269.2889 | 809.2889 | 11.1111 | 482.7529 | 0.067585 | 77.7846 | 77.7846 | 83.4227 | 29.1191 | 56.3338 | 1 | 44068.8154 | 0.49884 | 0.013889 | 30311.7817 | 23565.781 | [10 empty] | 1 | 1002 | FALSE | 42000 | 0 | 0.22426 | 0 |  |  |  |  | 167 | 16.7 | 22.4264 | 0 | 42 | 0
|  |  |  | 0.165 | 269.2778 | 809.2778 | 11.1111 | 482.7728 | 0.067588 | 77.676 | 77.676 | 83.3066 | 29.0651 | 56.2486 | 1 | 44018.2042 | 0.49884 | 0.013889 | 30268.6299 | 23521.7122 | [10 empty] | 1 | 1008 | FALSE | 42000 | 0 | 0.22516 | 0 |  |  |  |  | 168 | 16.8 | 22.5157 | 0 | 42 | 0
|  |  |  | 0.166 | 269.2667 | 809.2667 | 11.1111 | 482.7928 | 0.067591 | 77.5677 | 77.5677 | 83.1906 | 29.0111 | 56.1635 | 1 | 43967.6486 | 0.49884 | 0.013889 | 30225.5278 | 23477.694 | [10 empty] | 1 | 1014 | FALSE | 42000 | 0 | 0.22605 | 0 |  |  |  |  | 169 | 16.9 | 22.605 | 0 | 42 | 0
|  |  |  | 0.167 | 269.2556 | 809.2556 | 11.1111 | 482.8127 | 0.067594 | 77.4594 | 77.4594 | 83.0747 | 28.9571 | 56.0786 | 1 | 43917.1486 | 0.49884 | 0.013889 | 30182.4752 | 23433.7263 | [10 empty] | 1 | 1020 | FALSE | 42000 | 0 | 0.22694 | 0 |  |  |  |  | 170 | 17 | 22.6942 | 0 | 42 | 0
|  |  |  | 0.168 | 269.2444 | 809.2444 | 11.1111 | 482.8326 | 0.067597 | 77.3512 | 77.3512 | 82.959 | 28.9033 | 55.9937 | 1 | 43866.7042 | 0.49884 | 0.013889 | 30139.4722 | 23389.8092 | [10 empty] | 1 | 1026 | FALSE | 42000 | 0 | 0.22784 | 0 |  |  |  |  | 171 | 17.1 | 22.7835 | 0 | 42 | 0
|  |  |  | 0.169 | 269.2333 | 809.2333 | 11.1111 | 482.8525 | 0.067599 | 77.2432 | 77.2432 | 82.8433 | 28.8495 | 55.9089 | 1 | 43816.3152 | 0.49884 | 0.013889 | 30096.5187 | 23345.9425 | [10 empty] | 1 | 1032 | FALSE | 42000 | 0 | 0.22873 | 0 |  |  |  |  | 172 | 17.2 | 22.8728 | 0 | 42 | 0
|  |  |  | 0.17 | 269.2222 | 809.2222 | 11.1111 | 482.8725 | 0.067602 | 77.1353 | 77.1353 | 82.7278 | 28.7957 | 55.8242 | 1 | 43765.9816 | 0.49884 | 0.013889 | 30053.6145 | 23302.1261 | [10 empty] | 1 | 1038 | FALSE | 42000 | 0 | 0.22962 | 0 |  |  |  |  | 173 | 17.3 | 22.9621 | 0 | 42 | 0
|  |  |  | 0.171 | 269.2111 | 809.2111 | 11.1111 | 482.8924 | 0.067605 | 77.0275 | 77.0275 | 82.6125 | 28.742 | 55.7396 | 1 | 43715.7034 | 0.49884 | 0.013889 | 30010.7598 | 23258.3602 | [10 empty] | 1 | 1044 | FALSE | 42000 | 0 | 0.23051 | 0 |  |  |  |  | 174 | 17.4 | 23.0514 | 0 | 42 | 0
|  |  |  | 0.172 | 269.2 | 809.2 | 11.1111 | 482.9123 | 0.067608 | 76.9198 | 76.9198 | 82.4973 | 28.6884 | 55.6551 | 1 | 43665.4805 | 0.49884 | 0.013889 | 29967.9543 | 23214.6445 | [10 empty] | 1 | 1050 | FALSE | 42000 | 0 | 0.23141 | 0 |  |  |  |  | 175 | 17.5 | 23.1407 | 0 | 42 | 0
|  |  |  | 0.173 | 269.1889 | 809.1889 | 11.1111 | 482.9323 | 0.067611 | 76.8122 | 76.8122 | 82.3821 | 28.6348 | 55.5707 | 1 | 43615.3129 | 0.49884 | 0.013889 | 29925.1981 | 23170.979 | [10 empty] | 1 | 1056 | FALSE | 42000 | 0 | 0.2323 | 0 |  |  |  |  | 176 | 17.6 | 23.23 | 0 | 42 | 0
|  |  |  | 0.174 | 269.1778 | 809.1778 | 11.1111 | 482.9522 | 0.067613 | 76.7048 | 76.7048 | 82.2672 | 28.5813 | 55.4864 | 1 | 43565.2004 | 0.49884 | 0.013889 | 29882.4911 | 23127.3637 | [10 empty] | 1 | 1062 | FALSE | 42000 | 0 | 0.23319 | 0 |  |  |  |  | 177 | 17.7 | 23.3192 | 0 | 42 | 0
|  |  |  | 0.175 | 269.1667 | 809.1667 | 11.1111 | 482.9721 | 0.067616 | 76.5975 | 76.5975 | 82.1523 | 28.5279 | 55.4022 | 1 | 43515.1431 | 0.49884 | 0.013889 | 29839.8332 | 23083.7985 | [10 empty] | 1 | 1068 | FALSE | 42000 | 0 | 0.23409 | 0 |  |  |  |  | 178 | 17.8 | 23.4085 | 0 | 42 | 0
|  |  |  | 0.176 | 269.1556 | 809.1556 | 11.1111 | 482.9921 | 0.067619 | 76.4903 | 76.4903 | 82.0376 | 28.4745 | 55.318 | 1 | 43465.1408 | 0.49884 | 0.013889 | 29797.2245 | 23040.2833 | [10 empty] | 1 | 1074 | FALSE | 42000 | 0 | 0.23498 | 0 |  |  |  |  | 179 | 17.9 | 23.4978 | 0 | 42 | 0
|  |  |  | 0.177 | 269.1444 | 809.1444 | 11.1111 | 483.012 | 0.067622 | 76.3832 | 76.3832 | 81.923 | 28.4212 | 55.234 | 1 | 43415.1936 | 0.49884 | 0.013889 | 29754.6647 | 22996.8182 | [10 empty] | 1 | 1080 | FALSE | 42000 | 0 | 0.23587 | 0 |  |  |  |  | 180 | 18 | 23.5871 | 0 | 42 | 0
|  |  |  | 0.178 | 269.1333 | 809.1333 | 11.1111 | 483.032 | 0.067624 | 76.2763 | 76.2763 | 81.8085 | 28.3679 | 55.1501 | 1 | 43365.3013 | 0.49884 | 0.013889 | 29712.154 | 22953.403 | [10 empty] | 1 | 1086 | FALSE | 42000 | 0 | 0.23676 | 0 |  |  |  |  | 181 | 18.1 | 23.6764 | 0 | 42 | 0
|  |  |  | 0.179 | 269.1222 | 809.1222 | 11.1111 | 483.0519 | 0.067627 | 76.1694 | 76.1694 | 81.6942 | 28.3147 | 55.0662 | 1 | 43315.4639 | 0.49884 | 0.013889 | 29669.6922 | 22910.0377 | [10 empty] | 1 | 1092 | FALSE | 42000 | 0 | 0.23766 | 0 |  |  |  |  | 182 | 18.2 | 23.7657 | 0 | 42 | 0
|  |  |  | 0.18 | 269.1111 | 809.1111 | 11.1111 | 483.0718 | 0.06763 | 76.0627 | 76.0627 | 81.58 | 28.2615 | 54.9825 | 1 | 43265.6813 | 0.49884 | 0.013889 | 29627.2792 | 22866.7222 | [10 empty] | 1 | 1098 | FALSE | 42000 | 0 | 0.23855 | 0 |  |  |  |  | 183 | 18.3 | 23.855 | 0 | 42 | 0
|  |  |  | 0.181 | 269.1 | 809.1 | 11.1111 | 483.0918 | 0.067633 | 75.9561 | 75.9561 | 81.4659 | 28.2084 | 54.8988 | 1 | 43215.9535 | 0.49884 | 0.013889 | 29584.9151 | 22823.4565 | [10 empty] | 1 | 1104 | FALSE | 42000 | 0 | 0.23944 | 0 |  |  |  |  | 184 | 18.4 | 23.9442 | 0 | 42 | 0
|  |  |  | 0.182 | 269.0889 | 809.0889 | 11.1111 | 483.1117 | 0.067636 | 75.8497 | 75.8497 | 81.352 | 28.1554 | 54.8153 | 1 | 43166.2804 | 0.49884 | 0.013889 | 29542.5997 | 22780.2406 | [10 empty] | 1 | 1110 | FALSE | 42000 | 0 | 0.24034 | 0 |  |  |  |  | 185 | 18.5 | 24.0335 | 0 | 42 | 0
|  |  |  | 0.183 | 269.0778 | 809.0778 | 11.1111 | 483.1317 | 0.067638 | 75.7433 | 75.7433 | 81.2381 | 28.1025 | 54.7318 | 1 | 43116.662 | 0.49884 | 0.013889 | 29500.3331 | 22737.0743 | [10 empty] | 1 | 1116 | FALSE | 42000 | 0 | 0.24123 | 0 |  |  |  |  | 186 | 18.6 | 24.1228 | 0 | 42 | 0
|  |  |  | 0.184 | 269.0667 | 809.0667 | 11.1111 | 483.1516 | 0.067641 | 75.6371 | 75.6371 | 81.1244 | 28.0496 | 54.6484 | 1 | 43067.0982 | 0.49884 | 0.013889 | 29458.1151 | 22693.9576 | [10 empty] | 1 | 1122 | FALSE | 42000 | 0 | 0.24212 | 0 |  |  |  |  | 187 | 18.7 | 24.2121 | 0 | 42 | 0
|  |  |  | 0.185 | 269.0556 | 809.0556 | 11.1111 | 483.1716 | 0.067644 | 75.5309 | 75.5309 | 81.0108 | 27.9967 | 54.5651 | 1 | 43017.589 | 0.49884 | 0.013889 | 29415.9457 | 22650.8905 | [10 empty] | 1 | 1128 | FALSE | 42000 | 0 | 0.24301 | 0 |  |  |  |  | 188 | 18.8 | 24.3014 | 0 | 42 | 0
|  |  |  | 0.186 | 269.0444 | 809.0444 | 11.1111 | 483.1915 | 0.067647 | 75.4249 | 75.4249 | 80.8974 | 27.9439 | 54.4819 | 1 | 42968.1342 | 0.49884 | 0.013889 | 29373.8249 | 22607.873 | [10 empty] | 1 | 1134 | FALSE | 42000 | 0 | 0.24391 | 0 |  |  |  |  | 189 | 18.9 | 24.3907 | 0 | 42 | 0
|  |  |  | 0.187 | 269.0333 | 809.0333 | 11.1111 | 483.2115 | 0.06765 | 75.3191 | 75.3191 | 80.7841 | 27.8912 | 54.3989 | 1 | 42918.7339 | 0.49884 | 0.013889 | 29331.7526 | 22564.9048 | [10 empty] | 1 | 1140 | FALSE | 42000 | 0 | 0.2448 | 0 |  |  |  |  | 190 | 19 | 24.48 | 0 | 42 | 0
|  |  |  | 0.188 | 269.0222 | 809.0222 | 11.1111 | 483.2315 | 0.067652 | 75.2133 | 75.2133 | 80.6709 | 27.8385 | 54.3158 | 1 | 42869.3879 | 0.49884 | 0.013889 | 29289.7287 | 22521.9861 | [10 empty] | 1 | 1146 | FALSE | 42000 | 0 | 0.24569 | 0 |  |  |  |  | 191 | 19.1 | 24.5692 | 0 | 42 | 0
|  |  |  | 0.189 | 269.0111 | 809.0111 | 11.1111 | 483.2514 | 0.067655 | 75.1076 | 75.1076 | 80.5578 | 27.7859 | 54.2329 | 1 | 42820.0963 | 0.49884 | 0.013889 | 29247.7532 | 22479.1167 | [10 empty] | 1 | 1152 | FALSE | 42000 | 0 | 0.24659 | 0 |  |  |  |  | 192 | 19.2 | 24.6585 | 0 | 42 | 0
|  |  |  | 0.19 | 269 | 809 | 11.1111 | 483.2714 | 0.067658 | 75.0021 | 75.0021 | 80.4449 | 27.7334 | 54.1501 | 1 | 42770.8589 | 0.49884 | 0.013889 | 29205.826 | 22436.2966 | [10 empty] | 1 | 1158 | FALSE | 42000 | 0 | 0.24748 | 0 |  |  |  |  | 193 | 19.3 | 24.7478 | 0 | 42 | 0
|  |  |  | 0.191 | 268.9889 | 808.9889 | 11.1111 | 483.2913 | 0.067661 | 74.8967 | 74.8967 | 80.332 | 27.6809 | 54.0674 | 1 | 42721.6758 | 0.49884 | 0.013889 | 29163.9472 | 22393.5257 | [10 empty] | 1 | 1164 | FALSE | 42000 | 0 | 0.24837 | 0 |  |  |  |  | 194 | 19.4 | 24.8371 | 0 | 42 | 0
|  |  |  | 0.192 | 268.9778 | 808.9778 | 11.1111 | 483.3113 | 0.067664 | 74.7914 | 74.7914 | 80.2193 | 27.6285 | 53.9848 | 1 | 42672.5467 | 0.49884 | 0.013889 | 29122.1165 | 22350.8041 | [10 empty] | 1 | 1170 | FALSE | 42000 | 0 | 0.24926 | 0 |  |  |  |  | 195 | 19.5 | 24.9264 | 0 | 42 | 0
|  |  |  | 0.193 | 268.9667 | 808.9667 | 11.1111 | 483.3313 | 0.067666 | 74.6862 | 74.6862 | 80.1068 | 27.5761 | 53.9022 | 1 | 42623.4718 | 0.49884 | 0.013889 | 29080.3341 | 22308.1315 | [10 empty] | 1 | 1176 | FALSE | 42000 | 0 | 0.25016 | 0 |  |  |  |  | 196 | 19.6 | 25.0157 | 0 | 42 | 0
|  |  |  | 0.194 | 268.9556 | 808.9556 | 11.1111 | 483.3512 | 0.067669 | 74.5812 | 74.5812 | 79.9943 | 27.5238 | 53.8198 | 1 | 42574.4509 | 0.49884 | 0.013889 | 29038.5997 | 22265.5081 | [10 empty] | 1 | 1182 | FALSE | 42000 | 0 | 0.25105 | 0 |  |  |  |  | 197 | 19.7 | 25.105 | 0 | 42 | 0
|  |  |  | 0.195 | 268.9444 | 808.9444 | 11.1111 | 483.3712 | 0.067672 | 74.4762 | 74.4762 | 79.882 | 27.4715 | 53.7374 | 1 | 42525.484 | 0.49884 | 0.013889 | 28996.9135 | 22222.9336 | [10 empty] | 1 | 1188 | FALSE | 42000 | 0 | 0.25194 | 0 |  |  |  |  | 198 | 19.8 | 25.1942 | 0 | 42 | 0
|  |  |  | 0.196 | 268.9333 | 808.9333 | 11.1111 | 483.3912 | 0.067675 | 74.3714 | 74.3714 | 79.7698 | 27.4193 | 53.6552 | 1 | 42476.571 | 0.49884 | 0.013889 | 28955.2753 | 22180.4081 | [10 empty] | 1 | 1194 | FALSE | 42000 | 0 | 0.25284 | 0 |  |  |  |  | 199 | 19.9 | 25.2835 | 0 | 42 | 0
|  |  |  | 0.197 | 268.9222 | 808.9222 | 11.1111 | 483.4111 | 0.067678 | 74.2667 | 74.2667 | 79.6578 | 27.3672 | 53.573 | 1 | 42427.7118 | 0.49884 | 0.013889 | 28913.685 | 22137.9315 | [10 empty] | 1 | 1200 | FALSE | 42000 | 0 | 0.25373 | 0 |  |  |  |  | 200 | 20 | 25.3728 | 0 | 42 | 0
|  |  |  | 0.198 | 268.9111 | 808.9111 | 11.1111 | 483.4311 | 0.06768 | 74.1621 | 74.1621 | 79.5458 | 27.3151 | 53.4909 | 1 | 42378.9065 | 0.49884 | 0.013889 | 28872.1426 | 22095.5038 | [10 empty] | 1 | 1206 | FALSE | 42000 | 0 | 0.25462 | 0 |  |  |  |  | 201 | 20.1 | 25.4621 | 0 | 42 | 0
|  |  |  | 0.199 | 268.9 | 808.9 | 11.1111 | 483.4511 | 0.067683 | 74.0577 | 74.0577 | 79.434 | 27.2631 | 53.4089 | 1 | 42330.1549 | 0.49884 | 0.013889 | 28830.6481 | 22053.1249 | [10 empty] | 1 | 1212 | FALSE | 42000 | 0 | 0.25551 | 0 |  |  |  |  | 202 | 20.2 | 25.5514 | 0 | 42 | 0
|  |  |  | 0.2 | 268.8889 | 808.8889 | 11.1111 | 483.4711 | 0.067686 | 73.9533 | 73.9533 | 79.3223 | 27.2111 | 53.327 | 1 | 42281.457 | 0.49884 | 0.013889 | 28789.2015 | 22010.7948 | [10 empty] | 1 | 1218 | FALSE | 42000 | 0 | 0.25641 | 0 |  |  |  |  | 203 | 20.3 | 25.6407 | 0 | 42 | 0
|  |  |  | 0.201 | 268.8778 | 808.8778 | 11.1111 | 483.4911 | 0.067689 | 73.8491 | 73.8491 | 79.2107 | 27.1592 | 53.2452 | 1 | 42232.8127 | 0.49884 | 0.013889 | 28747.8025 | 21968.5133 | [10 empty] | 1 | 1224 | FALSE | 42000 | 0 | 0.2573 | 0 |  |  |  |  | 204 | 20.4 | 25.73 | 0 | 42 | 0
|  |  |  | 0.202 | 268.8667 | 808.8667 | 11.1111 | 483.511 | 0.067692 | 73.745 | 73.745 | 79.0993 | 27.1074 | 53.1635 | 1 | 42184.222 | 0.49884 | 0.013889 | 28706.4513 | 21926.2805 | [10 empty] | 1 | 1230 | FALSE | 42000 | 0 | 0.25819 | 0 |  |  |  |  | 205 | 20.5 | 25.8192 | 0 | 42 | 0
|  |  |  | 0.203 | 268.8556 | 808.8556 | 11.1111 | 483.531 | 0.067694 | 73.6409 | 73.6409 | 78.988 | 27.0556 | 53.0819 | 1 | 42135.6848 | 0.49884 | 0.013889 | 28665.1477 | 21884.0963 | [10 empty] | 1 | 1236 | FALSE | 42000 | 0 | 0.25909 | 0 |  |  |  |  | 206 | 20.6 | 25.9085 | 0 | 42 | 0
|  |  |  | 0.204 | 268.8444 | 808.8444 | 11.1111 | 483.551 | 0.067697 | 73.5371 | 73.5371 | 78.8768 | 27.0039 | 53.0004 | 1 | 42087.2011 | 0.49884 | 0.013889 | 28623.8917 | 21841.9606 | [10 empty] | 1 | 1242 | FALSE | 42000 | 0 | 0.25998 | 0 |  |  |  |  | 207 | 20.7 | 25.9978 | 0 | 42 | 0
|  |  |  | 0.205 | 268.8333 | 808.8333 | 11.1111 | 483.571 | 0.0677 | 73.4333 | 73.4333 | 78.7657 | 26.9522 | 52.919 | 1 | 42038.7708 | 0.49884 | 0.013889 | 28582.6833 | 21799.8734 | [10 empty] | 1 | 1248 | FALSE | 42000 | 0 | 0.26087 | 0 |  |  |  |  | 208 | 20.8 | 26.0871 | 0 | 42 | 0
|  |  |  | 0.206 | 268.8222 | 808.8222 | 11.1111 | 483.591 | 0.067703 | 73.3296 | 73.3296 | 78.6548 | 26.9006 | 52.8376 | 1 | 41990.3939 | 0.49884 | 0.013889 | 28541.5224 | 21757.8346 | [10 empty] | 1 | 1254 | FALSE | 42000 | 0 | 0.26176 | 0 |  |  |  |  | 209 | 20.9 | 26.1764 | 0 | 42 | 0
|  |  |  | 0.207 | 268.8111 | 808.8111 | 11.1111 | 483.611 | 0.067706 | 73.2261 | 73.2261 | 78.544 | 26.8491 | 52.7564 | 1 | 41942.0702 | 0.49884 | 0.013889 | 28500.4089 | 21715.8442 | [10 empty] | 1 | 1260 | FALSE | 42000 | 0 | 0.26266 | 0 |  |  |  |  | 210 | 21 | 26.2657 | 0 | 42 | 0
|  |  |  | 0.208 | 268.8 | 808.8 | 11.1111 | 483.631 | 0.067708 | 73.1227 | 73.1227 | 78.4333 | 26.7976 | 52.6752 | 1 | 41893.7998 | 0.49884 | 0.013889 | 28459.3428 | 21673.9022 | [10 empty] | 1 | 1266 | FALSE | 42000 | 0 | 0.26355 | 0 |  |  |  |  | 211 | 21.1 | 26.355 | 0 | 42 | 0
|  |  |  | 0.209 | 268.7889 | 808.7889 | 11.1111 | 483.6509 | 0.067711 | 73.0194 | 73.0194 | 78.3227 | 26.7462 | 52.5941 | 1 | 41845.5826 | 0.49884 | 0.013889 | 28418.324 | 21632.0084 | [10 empty] | 1 | 1272 | FALSE | 42000 | 0 | 0.26444 | 0 |  |  |  |  | 212 | 21.2 | 26.4442 | 0 | 42 | 0
|  |  |  | 0.21 | 268.7778 | 808.7778 | 11.1111 | 483.6709 | 0.067714 | 72.9162 | 72.9162 | 78.2122 | 26.6948 | 52.5131 | 1 | 41797.4184 | 0.49884 | 0.013889 | 28377.3525 | 21590.1628 | [10 empty] | 1 | 1278 | FALSE | 42000 | 0 | 0.26534 | 0 |  |  |  |  | 213 | 21.3 | 26.5335 | 0 | 42 | 0
|  |  |  | 0.211 | 268.7667 | 808.7667 | 11.1111 | 483.6909 | 0.067717 | 72.8131 | 72.8131 | 78.1019 | 26.6435 | 52.4323 | 1 | 41749.3074 | 0.49884 | 0.013889 | 28336.4283 | 21548.3654 | [10 empty] | 1 | 1284 | FALSE | 42000 | 0 | 0.26623 | 0 |  |  |  |  | 214 | 21.4 | 26.6228 | 0 | 42 | 0
|  |  |  | 0.212 | 268.7556 | 808.7556 | 11.1111 | 483.7109 | 0.06772 | 72.7101 | 72.7101 | 77.9917 | 26.5922 | 52.3515 | 1 | 41701.2494 | 0.49884 | 0.013889 | 28295.5512 | 21506.6161 | [10 empty] | 1 | 1290 | FALSE | 42000 | 0 | 0.26712 | 0 |  |  |  |  | 215 | 21.5 | 26.7121 | 0 | 42 | 0
|  |  |  | 0.213 | 268.7444 | 808.7444 | 11.1111 | 483.7309 | 0.067722 | 72.6073 | 72.6073 | 77.8816 | 26.541 | 52.2707 | 1 | 41653.2443 | 0.49884 | 0.013889 | 28254.7212 | 21464.9148 | [10 empty] | 1 | 1296 | FALSE | 42000 | 0 | 0.26801 | 0 |  |  |  |  | 216 | 21.6 | 26.8014 | 0 | 42 | 0
|  |  |  | 0.214 | 268.7333 | 808.7333 | 11.1111 | 483.7509 | 0.067725 | 72.5046 | 72.5046 | 77.7716 | 26.4899 | 52.1901 | 1 | 41605.2921 | 0.49884 | 0.013889 | 28213.9384 | 21423.2616 | [10 empty] | 1 | 1302 | FALSE | 42000 | 0 | 0.26891 | 0 |  |  |  |  | 217 | 21.7 | 26.8907 | 0 | 42 | 0
|  |  |  | 0.215 | 268.7222 | 808.7222 | 11.1111 | 483.7709 | 0.067728 | 72.4019 | 72.4019 | 77.6618 | 26.4388 | 52.1096 | 1 | 41557.3928 | 0.49884 | 0.013889 | 28173.2025 | 21381.6563 | [10 empty] | 1 | 1308 | FALSE | 42000 | 0 | 0.2698 | 0 |  |  |  |  | 218 | 21.8 | 26.98 | 0 | 42 | 0
|  |  |  | 0.216 | 268.7111 | 808.7111 | 11.1111 | 483.7909 | 0.067731 | 72.2994 | 72.2994 | 77.5521 | 26.3878 | 52.0292 | 1 | 41509.5463 | 0.49884 | 0.013889 | 28132.5136 | 21340.0989 | [10 empty] | 1 | 1314 | FALSE | 42000 | 0 | 0.27069 | 0 |  |  |  |  | 219 | 21.9 | 27.0692 | 0 | 42 | 0
|  |  |  | 0.217 | 268.7 | 808.7 | 11.1111 | 483.8109 | 0.067734 | 72.197 | 72.197 | 77.4425 | 26.3368 | 51.9488 | 1 | 41461.7525 | 0.49884 | 0.013889 | 28091.8717 | 21298.5893 | [10 empty] | 1 | 1320 | FALSE | 42000 | 0 | 0.27159 | 0 |  |  |  |  | 220 | 22 | 27.1585 | 0 | 42 | 0
|  |  |  | 0.218 | 268.6889 | 808.6889 | 11.1111 | 483.8309 | 0.067736 | 72.0948 | 72.0948 | 77.333 | 26.2859 | 51.8686 | 1 | 41414.0114 | 0.49884 | 0.013889 | 28051.2766 | 21257.1276 | [10 empty] | 1 | 1326 | FALSE | 42000 | 0 | 0.27248 | 0 |  |  |  |  | 221 | 22.1 | 27.2478 | 0 | 42 | 0
|  |  |  | 0.219 | 268.6778 | 808.6778 | 11.1111 | 483.851 | 0.067739 | 71.9926 | 71.9926 | 77.2237 | 26.2351 | 51.7884 | 1 | 41366.3229 | 0.49884 | 0.013889 | 28010.7283 | 21215.7136 | [10 empty] | 1 | 1332 | FALSE | 42000 | 0 | 0.27337 | 0 |  |  |  |  | 222 | 22.2 | 27.3371 | 0 | 42 | 0
|  |  |  | 0.22 | 268.6667 | 808.6667 | 11.1111 | 483.871 | 0.067742 | 71.8906 | 71.8906 | 77.1145 | 26.1843 | 51.7083 | 1 | 41318.6869 | 0.49884 | 0.013889 | 27970.2268 | 21174.3472 | [10 empty] | 1 | 1338 | FALSE | 42000 | 0 | 0.27426 | 0 |  |  |  |  | 223 | 22.3 | 27.4264 | 0 | 42 | 0
|  |  |  | 0.221 | 268.6556 | 808.6556 | 11.1111 | 483.891 | 0.067745 | 71.7886 | 71.7886 | 77.0054 | 26.1335 | 51.6283 | 1 | 41271.1035 | 0.49884 | 0.013889 | 27929.772 | 21133.0286 | [10 empty] | 1 | 1344 | FALSE | 42000 | 0 | 0.27516 | 0 |  |  |  |  | 224 | 22.4 | 27.5157 | 0 | 42 | 0
|  |  |  | 0.222 | 268.6444 | 808.6444 | 11.1111 | 483.911 | 0.067748 | 71.6868 | 71.6868 | 76.8964 | 26.0829 | 51.5484 | 1 | 41223.5725 | 0.49884 | 0.013889 | 27889.3639 | 21091.7575 | [10 empty] | 1 | 1350 | FALSE | 42000 | 0 | 0.27605 | 0 |  |  |  |  | 225 | 22.5 | 27.605 | 0 | 42 | 0
|  |  |  | 0.223 | 268.6333 | 808.6333 | 11.1111 | 483.931 | 0.06775 | 71.5851 | 71.5851 | 76.7875 | 26.0322 | 51.4686 | 1 | 41176.094 | 0.49884 | 0.013889 | 27849.0023 | 21050.5339 | [10 empty] | 1 | 1356 | FALSE | 42000 | 0 | 0.27694 | 0 |  |  |  |  | 226 | 22.6 | 27.6942 | 0 | 42 | 0
|  |  |  | 0.224 | 268.6222 | 808.6222 | 11.1111 | 483.951 | 0.067753 | 71.4835 | 71.4835 | 76.6788 | 25.9817 | 51.3889 | 1 | 41128.6678 | 0.49884 | 0.013889 | 27808.6874 | 21009.3578 | [10 empty] | 1 | 1362 | FALSE | 42000 | 0 | 0.27784 | 0 |  |  |  |  | 227 | 22.7 | 27.7835 | 0 | 42 | 0
|  |  |  | 0.225 | 268.6111 | 808.6111 | 11.1111 | 483.971 | 0.067756 | 71.3821 | 71.3821 | 76.5702 | 25.9312 | 51.3093 | 1 | 41081.2938 | 0.49884 | 0.013889 | 27768.4189 | 20968.2291 | [10 empty] | 1 | 1368 | FALSE | 42000 | 0 | 0.27873 | 0 |  |  |  |  | 228 | 22.8 | 27.8728 | 0 | 42 | 0
|  |  |  | 0.226 | 268.6 | 808.6 | 11.1111 | 483.9911 | 0.067759 | 71.2807 | 71.2807 | 76.4617 | 25.8807 | 51.2297 | 1 | 41033.9721 | 0.49884 | 0.013889 | 27728.1969 | 20927.1478 | [10 empty] | 1 | 1374 | FALSE | 42000 | 0 | 0.27962 | 0 |  |  |  |  | 229 | 22.9 | 27.9621 | 0 | 42 | 0
|  |  |  | 0.227 | 268.5889 | 808.5889 | 11.1111 | 484.0111 | 0.067762 | 71.1795 | 71.1795 | 76.3533 | 25.8303 | 51.1503 | 1 | 40986.7026 | 0.49884 | 0.013889 | 27688.0213 | 20886.1139 | [10 empty] | 1 | 1380 | FALSE | 42000 | 0 | 0.28051 | 0 |  |  |  |  | 230 | 23 | 28.0514 | 0 | 42 | 0
|  |  |  | 0.228 | 268.5778 | 808.5778 | 11.1111 | 484.0311 | 0.067764 | 71.0783 | 71.0783 | 76.245 | 25.78 | 51.0709 | 1 | 40939.4852 | 0.49884 | 0.013889 | 27647.8921 | 20845.1272 | [10 empty] | 1 | 1386 | FALSE | 42000 | 0 | 0.28141 | 0 |  |  |  |  | 231 | 23.1 | 28.1407 | 0 | 42 | 0
|  |  |  | 0.229 | 268.5667 | 808.5667 | 11.1111 | 484.0511 | 0.067767 | 70.9773 | 70.9773 | 76.1369 | 25.7297 | 50.9916 | 1 | 40892.3199 | 0.49884 | 0.013889 | 27607.8091 | 20804.1877 | [10 empty] | 1 | 1392 | FALSE | 42000 | 0 | 0.2823 | 0 |  |  |  |  | 232 | 23.2 | 28.23 | 0 | 42 | 0
|  |  |  | 0.23 | 268.5556 | 808.5556 | 11.1111 | 484.0712 | 0.06777 | 70.8764 | 70.8764 | 76.0289 | 25.6795 | 50.9125 | 1 | 40845.2066 | 0.49884 | 0.013889 | 27567.7725 | 20763.2953 | [10 empty] | 1 | 1398 | FALSE | 42000 | 0 | 0.28319 | 0 |  |  |  |  | 233 | 23.3 | 28.3192 | 0 | 42 | 0
|  |  |  | 0.231 | 268.5444 | 808.5444 | 11.1111 | 484.0912 | 0.067773 | 70.7756 | 70.7756 | 75.921 | 25.6293 | 50.8334 | 1 | 40798.1452 | 0.49884 | 0.013889 | 27527.782 | 20722.4501 | [10 empty] | 1 | 1404 | FALSE | 42000 | 0 | 0.28409 | 0 |  |  |  |  | 234 | 23.4 | 28.4085 | 0 | 42 | 0
|  |  |  | 0.232 | 268.5333 | 808.5333 | 11.1111 | 484.1112 | 0.067776 | 70.6749 | 70.6749 | 75.8132 | 25.5792 | 50.7544 | 1 | 40751.1358 | 0.49884 | 0.013889 | 27487.8376 | 20681.652 | [10 empty] | 1 | 1410 | FALSE | 42000 | 0 | 0.28498 | 0 |  |  |  |  | 235 | 23.5 | 28.4978 | 0 | 42 | 0
|  |  |  | 0.233 | 268.5222 | 808.5222 | 11.1111 | 484.1313 | 0.067778 | 70.5744 | 70.5744 | 75.7056 | 25.5292 | 50.6754 | 1 | 40704.1782 | 0.49884 | 0.013889 | 27447.9394 | 20640.9009 | [10 empty] | 1 | 1416 | FALSE | 42000 | 0 | 0.28587 | 0 |  |  |  |  | 236 | 23.6 | 28.5871 | 0 | 42 | 0
|  |  |  | 0.234 | 268.5111 | 808.5111 | 11.1111 | 484.1513 | 0.067781 | 70.4739 | 70.4739 | 75.598 | 25.4792 | 50.5966 | 1 | 40657.2724 | 0.49884 | 0.013889 | 27408.0872 | 20600.1967 | [10 empty] | 1 | 1422 | FALSE | 42000 | 0 | 0.28676 | 0 |  |  |  |  | 237 | 23.7 | 28.6764 | 0 | 42 | 0
|  |  |  | 0.235 | 268.5 | 808.5 | 11.1111 | 484.1713 | 0.067784 | 70.3736 | 70.3736 | 75.4906 | 25.4292 | 50.5179 | 1 | 40610.4183 | 0.49884 | 0.013889 | 27368.281 | 20559.5394 | [10 empty] | 1 | 1428 | FALSE | 42000 | 0 | 0.28766 | 0 |  |  |  |  | 238 | 23.8 | 28.7657 | 0 | 42 | 0
|  |  |  | 0.236 | 268.4889 | 808.4889 | 11.1111 | 484.1914 | 0.067787 | 70.2733 | 70.2733 | 75.3833 | 25.3794 | 50.4392 | 1 | 40563.6159 | 0.49884 | 0.013889 | 27328.5207 | 20518.929 | [10 empty] | 1 | 1434 | FALSE | 42000 | 0 | 0.28855 | 0 |  |  |  |  | 239 | 23.9 | 28.855 | 0 | 42 | 0
|  |  |  | 0.237 | 268.4778 | 808.4778 | 11.1111 | 484.2114 | 0.06779 | 70.1732 | 70.1732 | 75.2762 | 25.3295 | 50.3607 | 1 | 40516.8651 | 0.49884 | 0.013889 | 27288.8064 | 20478.3654 | [10 empty] | 1 | 1440 | FALSE | 42000 | 0 | 0.28944 | 0 |  |  |  |  | 240 | 24 | 28.9442 | 0 | 42 | 0
|  |  |  | 0.238 | 268.4667 | 808.4667 | 11.1111 | 484.2314 | 0.067792 | 70.0732 | 70.0732 | 75.1691 | 25.2798 | 50.2822 | 1 | 40470.166 | 0.49884 | 0.013889 | 27249.1378 | 20437.8485 | [10 empty] | 1 | 1446 | FALSE | 42000 | 0 | 0.29034 | 0 |  |  |  |  | 241 | 24.1 | 29.0335 | 0 | 42 | 0
|  |  |  | 0.239 | 268.4556 | 808.4556 | 11.1111 | 484.2515 | 0.067795 | 69.9733 | 69.9733 | 75.0622 | 25.2301 | 50.2038 | 1 | 40423.5183 | 0.49884 | 0.013889 | 27209.5151 | 20397.3783 | [10 empty] | 1 | 1452 | FALSE | 42000 | 0 | 0.29123 | 0 |  |  |  |  | 242 | 24.2 | 29.1228 | 0 | 42 | 0
|  |  |  | 0.24 | 268.4444 | 808.4444 | 11.1111 | 484.2715 | 0.067798 | 69.8735 | 69.8735 | 74.9554 | 25.1804 | 50.1255 | 1 | 40376.9221 | 0.49884 | 0.013889 | 27169.9381 | 20356.9548 | [10 empty] | 1 | 1458 | FALSE | 42000 | 0 | 0.29212 | 0 |  |  |  |  | 243 | 24.3 | 29.2121 | 0 | 42 | 0
|  |  |  | 0.241 | 268.4333 | 808.4333 | 11.1111 | 484.2916 | 0.067801 | 69.7739 | 69.7739 | 74.8487 | 25.1308 | 50.0473 | 1 | 40330.3773 | 0.49884 | 0.013889 | 27130.4069 | 20316.5779 | [10 empty] | 1 | 1464 | FALSE | 42000 | 0 | 0.29301 | 0 |  |  |  |  | 244 | 24.4 | 29.3014 | 0 | 42 | 0
|  |  |  | 0.242 | 268.4222 | 808.4222 | 11.1111 | 484.3116 | 0.067804 | 69.6743 | 69.6743 | 74.7421 | 25.0813 | 49.9692 | 1 | 40283.8839 | 0.49884 | 0.013889 | 27090.9212 | 20276.2475 | [10 empty] | 1 | 1470 | FALSE | 42000 | 0 | 0.29391 | 0 |  |  |  |  | 245 | 24.5 | 29.3907 | 0 | 42 | 0
|  |  |  | 0.243 | 268.4111 | 808.4111 | 11.1111 | 484.3317 | 0.067806 | 69.5749 | 69.5749 | 74.6356 | 25.0318 | 49.8911 | 1 | 40237.4418 | 0.49884 | 0.013889 | 27051.4812 | 20235.9636 | [10 empty] | 1 | 1476 | FALSE | 42000 | 0 | 0.2948 | 0 |  |  |  |  | 246 | 24.6 | 29.48 | 0 | 42 | 0
|  |  |  | 0.244 | 268.4 | 808.4 | 11.1111 | 484.3517 | 0.067809 | 69.4755 | 69.4755 | 74.5293 | 24.9823 | 49.8132 | 1 | 40191.0509 | 0.49884 | 0.013889 | 27012.0866 | 20195.7262 | [10 empty] | 1 | 1482 | FALSE | 42000 | 0 | 0.29569 | 0 |  |  |  |  | 247 | 24.7 | 29.5692 | 0 | 42 | 0
|  |  |  | 0.245 | 268.3889 | 808.3889 | 11.1111 | 484.3718 | 0.067812 | 69.3763 | 69.3763 | 74.4231 | 24.933 | 49.7353 | 1 | 40144.7112 | 0.49884 | 0.013889 | 26972.7376 | 20155.5351 | [10 empty] | 1 | 1488 | FALSE | 42000 | 0 | 0.29659 | 0 |  |  |  |  | 248 | 24.8 | 29.6585 | 0 | 42 | 0
|  |  |  | 0.246 | 268.3778 | 808.3778 | 11.1111 | 484.3918 | 0.067815 | 69.2772 | 69.2772 | 74.317 | 24.8837 | 49.6575 | 1 | 40098.4227 | 0.49884 | 0.013889 | 26933.434 | 20115.3904 | [10 empty] | 1 | 1494 | FALSE | 42000 | 0 | 0.29748 | 0 |  |  |  |  | 249 | 24.9 | 29.7478 | 0 | 42 | 0
|  |  |  | 0.247 | 268.3667 | 808.3667 | 11.1111 | 484.4119 | 0.067818 | 69.1782 | 69.1782 | 74.211 | 24.8344 | 49.5798 | 1 | 40052.1852 | 0.49884 | 0.013889 | 26894.1758 | 20075.292 | [10 empty] | 1 | 1500 | FALSE | 42000 | 0 | 0.29837 | 0 |  |  |  |  | 250 | 25 | 29.8371 | 0 | 42 | 0
|  |  |  | 0.248 | 268.3556 | 808.3556 | 11.1111 | 484.4319 | 0.06782 | 69.0793 | 69.0793 | 74.1051 | 24.7852 | 49.5022 | 1 | 40005.9988 | 0.49884 | 0.013889 | 26854.963 | 20035.2398 | [10 empty] | 1 | 1506 | FALSE | 42000 | 0 | 0.29926 | 0 |  |  |  |  | 251 | 25.1 | 29.9264 | 0 | 42 | 0
|  |  |  | 0.249 | 268.3444 | 808.3444 | 11.1111 | 484.452 | 0.067823 | 68.9805 | 68.9805 | 73.9994 | 24.736 | 49.4247 | 1 | 39959.8633 | 0.49884 | 0.013889 | 26815.7954 | 19995.2338 | [10 empty] | 1 | 1512 | FALSE | 42000 | 0 | 0.30016 | 0 |  |  |  |  | 252 | 25.2 | 30.0157 | 0 | 42 | 0
|  |  |  | 0.25 | 268.3333 | 808.3333 | 11.1111 | 484.472 | 0.067826 | 68.8819 | 68.8819 | 73.8938 | 24.6869 | 49.3473 | 1 | 39913.7788 | 0.49884 | 0.013889 | 26776.6731 | 19955.274 | [10 empty] | 1 | 1518 | FALSE | 42000 | 0 | 0.30105 | 0 |  |  |  |  | 253 | 25.3 | 30.105 | 0 | 42 | 0
|  |  |  | 0.251 | 268.3222 | 808.3222 | 11.1111 | 484.4921 | 0.067829 | 68.7833 | 68.7833 | 73.7883 | 24.6379 | 49.27 | 1 | 39867.7451 | 0.49884 | 0.013889 | 26737.596 | 19915.3602 | [10 empty] | 1 | 1524 | FALSE | 42000 | 0 | 0.30194 | 0 |  |  |  |  | 254 | 25.4 | 30.1942 | 0 | 42 | 0
|  |  |  | 0.252 | 268.3111 | 808.3111 | 11.1111 | 484.5122 | 0.067832 | 68.6848 | 68.6848 | 73.6829 | 24.5889 | 49.1927 | 1 | 39821.7623 | 0.49884 | 0.013889 | 26698.564 | 19875.4924 | [10 empty] | 1 | 1530 | FALSE | 42000 | 0 | 0.30284 | 0 |  |  |  |  | 255 | 25.5 | 30.2835 | 0 | 42 | 0
|  |  |  | 0.253 | 268.3 | 808.3 | 11.1111 | 484.5322 | 0.067835 | 68.5865 | 68.5865 | 73.5776 | 24.54 | 49.1156 | 1 | 39775.8302 | 0.49884 | 0.013889 | 26659.5771 | 19835.6707 | [10 empty] | 1 | 1536 | FALSE | 42000 | 0 | 0.30373 | 0 |  |  |  |  | 256 | 25.6 | 30.3728 | 0 | 42 | 0
|  |  |  | 0.254 | 268.2889 | 808.2889 | 11.1111 | 484.5523 | 0.067837 | 68.4883 | 68.4883 | 73.4725 | 24.4911 | 49.0385 | 1 | 39729.9488 | 0.49884 | 0.013889 | 26620.6352 | 19795.8949 | [10 empty] | 1 | 1542 | FALSE | 42000 | 0 | 0.30462 | 0 |  |  |  |  | 257 | 25.7 | 30.4621 | 0 | 42 | 0
|  |  |  | 0.255 | 268.2778 | 808.2778 | 11.1111 | 484.5724 | 0.06784 | 68.3902 | 68.3902 | 73.3674 | 24.4423 | 48.9615 | 1 | 39684.1181 | 0.49884 | 0.013889 | 26581.7383 | 19756.1649 | [10 empty] | 1 | 1548 | FALSE | 42000 | 0 | 0.30551 | 0 |  |  |  |  | 258 | 25.8 | 30.5514 | 0 | 42 | 0
|  |  |  | 0.256 | 268.2667 | 808.2667 | 11.1111 | 484.5924 | 0.067843 | 68.2922 | 68.2922 | 73.2625 | 24.3935 | 48.8846 | 1 | 39638.338 | 0.49884 | 0.013889 | 26542.8864 | 19716.4808 | [10 empty] | 1 | 1554 | FALSE | 42000 | 0 | 0.30641 | 0 |  |  |  |  | 259 | 25.9 | 30.6407 | 0 | 42 | 0
|  |  |  | 0.257 | 268.2556 | 808.2556 | 11.1111 | 484.6125 | 0.067846 | 68.1943 | 68.1943 | 73.1577 | 24.3448 | 48.8078 | 1 | 39592.6084 | 0.49884 | 0.013889 | 26504.0794 | 19676.8424 | [10 empty] | 1 | 1560 | FALSE | 42000 | 0 | 0.3073 | 0 |  |  |  |  | 260 | 26 | 30.73 | 0 | 42 | 0
|  |  |  | 0.258 | 268.2444 | 808.2444 | 11.1111 | 484.6326 | 0.067849 | 68.0965 | 68.0965 | 73.053 | 24.2962 | 48.731 | 1 | 39546.9294 | 0.49884 | 0.013889 | 26465.3172 | 19637.2498 | [10 empty] | 1 | 1566 | FALSE | 42000 | 0 | 0.30819 | 0 |  |  |  |  | 261 | 26.1 | 30.8192 | 0 | 42 | 0
|  |  |  | 0.259 | 268.2333 | 808.2333 | 11.1111 | 484.6527 | 0.067851 | 67.9988 | 67.9988 | 72.9485 | 24.2476 | 48.6544 | 1 | 39501.3007 | 0.49884 | 0.013889 | 26426.5998 | 19597.7029 | [10 empty] | 1 | 1572 | FALSE | 42000 | 0 | 0.30909 | 0 |  |  |  |  | 262 | 26.2 | 30.9085 | 0 | 42 | 0
|  |  |  | 0.26 | 268.2222 | 808.2222 | 11.1111 | 484.6727 | 0.067854 | 67.9012 | 67.9012 | 72.844 | 24.199 | 48.5778 | 1 | 39455.7225 | 0.49884 | 0.013889 | 26387.9271 | 19558.2016 | [10 empty] | 1 | 1578 | FALSE | 42000 | 0 | 0.30998 | 0 |  |  |  |  | 263 | 26.3 | 30.9978 | 0 | 42 | 0
|  |  |  | 0.261 | 268.2111 | 808.2111 | 11.1111 | 484.6928 | 0.067857 | 67.8038 | 67.8038 | 72.7397 | 24.1506 | 48.5013 | 1 | 39410.1946 | 0.49884 | 0.013889 | 26349.2991 | 19518.7459 | [10 empty] | 1 | 1584 | FALSE | 42000 | 0 | 0.31087 | 0 |  |  |  |  | 264 | 26.4 | 31.0871 | 0 | 42 | 0
|  |  |  | 0.262 | 268.2 | 808.2 | 11.1111 | 484.7129 | 0.06786 | 67.7064 | 67.7064 | 72.6355 | 24.1021 | 48.425 | 1 | 39364.7169 | 0.49884 | 0.013889 | 26310.7158 | 19479.3357 | [10 empty] | 1 | 1590 | FALSE | 42000 | 0 | 0.31176 | 0 |  |  |  |  | 265 | 26.5 | 31.1764 | 0 | 42 | 0
|  |  |  | 0.263 | 268.1889 | 808.1889 | 11.1111 | 484.733 | 0.067863 | 67.6092 | 67.6092 | 72.5313 | 24.0537 | 48.3487 | 1 | 39319.2895 | 0.49884 | 0.013889 | 26272.1771 | 19439.971 | [10 empty] | 1 | 1596 | FALSE | 42000 | 0 | 0.31266 | 0 |  |  |  |  | 266 | 26.6 | 31.2657 | 0 | 42 | 0
|  |  |  | 0.264 | 268.1778 | 808.1778 | 11.1111 | 484.7531 | 0.067865 | 67.5121 | 67.5121 | 72.4274 | 24.0054 | 48.2724 | 1 | 39273.9123 | 0.49884 | 0.013889 | 26233.6829 | 19400.6517 | [10 empty] | 1 | 1602 | FALSE | 42000 | 0 | 0.31355 | 0 |  |  |  |  | 267 | 26.7 | 31.355 | 0 | 42 | 0
|  |  |  | 0.265 | 268.1667 | 808.1667 | 11.1111 | 484.7732 | 0.067868 | 67.415 | 67.415 | 72.3235 | 23.9572 | 48.1963 | 1 | 39228.5851 | 0.49884 | 0.013889 | 26195.2332 | 19361.3778 | [10 empty] | 1 | 1608 | FALSE | 42000 | 0 | 0.31444 | 0 |  |  |  |  | 268 | 26.8 | 31.4442 | 0 | 42 | 0
|  |  |  | 0.266 | 268.1556 | 808.1556 | 11.1111 | 484.7932 | 0.067871 | 67.3181 | 67.3181 | 72.2197 | 23.9089 | 48.1203 | 1 | 39183.3081 | 0.49884 | 0.013889 | 26156.8279 | 19322.1492 | [10 empty] | 1 | 1614 | FALSE | 42000 | 0 | 0.31534 | 0 |  |  |  |  | 269 | 26.9 | 31.5335 | 0 | 42 | 0
|  |  |  | 0.267 | 268.1444 | 808.1444 | 11.1111 | 484.8133 | 0.067874 | 67.2213 | 67.2213 | 72.1161 | 23.8608 | 48.0443 | 1 | 39138.0811 | 0.49884 | 0.013889 | 26118.4671 | 19282.9659 | [10 empty] | 1 | 1620 | FALSE | 42000 | 0 | 0.31623 | 0 |  |  |  |  | 270 | 27 | 31.6228 | 0 | 42 | 0
|  |  |  | 0.268 | 268.1333 | 808.1333 | 11.1111 | 484.8334 | 0.067877 | 67.1246 | 67.1246 | 72.0126 | 23.8127 | 47.9684 | 1 | 39092.904 | 0.49884 | 0.013889 | 26080.1506 | 19243.8278 | [10 empty] | 1 | 1626 | FALSE | 42000 | 0 | 0.31712 | 0 |  |  |  |  | 271 | 27.1 | 31.7121 | 0 | 42 | 0
|  |  |  | 0.269 | 268.1222 | 808.1222 | 11.1111 | 484.8535 | 0.067879 | 67.028 | 67.028 | 71.9092 | 23.7646 | 47.8926 | 1 | 39047.7768 | 0.49884 | 0.013889 | 26041.8784 | 19204.7349 | [10 empty] | 1 | 1632 | FALSE | 42000 | 0 | 0.31801 | 0 |  |  |  |  | 272 | 27.2 | 31.8014 | 0 | 42 | 0
|  |  |  | 0.27 | 268.1111 | 808.1111 | 11.1111 | 484.8736 | 0.067882 | 66.9315 | 66.9315 | 71.8059 | 23.7166 | 47.8169 | 1 | 39002.6995 | 0.49884 | 0.013889 | 26003.6504 | 19165.6871 | [10 empty] | 1 | 1638 | FALSE | 42000 | 0 | 0.31891 | 0 |  |  |  |  | 273 | 27.3 | 31.8907 | 0 | 42 | 0
|  |  |  | 0.271 | 268.1 | 808.1 | 11.1111 | 484.8937 | 0.067885 | 66.8352 | 66.8352 | 71.7027 | 23.6687 | 47.7413 | 1 | 38957.672 | 0.49884 | 0.013889 | 25965.4667 | 19126.6844 | [10 empty] | 1 | 1644 | FALSE | 42000 | 0 | 0.3198 | 0 |  |  |  |  | 274 | 27.4 | 31.98 | 0 | 42 | 0
|  |  |  | 0.272 | 268.0889 | 808.0889 | 11.1111 | 484.9138 | 0.067888 | 66.7389 | 66.7389 | 71.5997 | 23.6208 | 47.6658 | 1 | 38912.6942 | 0.49884 | 0.013889 | 25927.3271 | 19087.7267 | [10 empty] | 1 | 1650 | FALSE | 42000 | 0 | 0.32069 | 0 |  |  |  |  | 275 | 27.5 | 32.0692 | 0 | 42 | 0
|  |  |  | 0.273 | 268.0778 | 808.0778 | 11.1111 | 484.9339 | 0.067891 | 66.6428 | 66.6428 | 71.4967 | 23.573 | 47.5903 | 1 | 38867.7662 | 0.49884 | 0.013889 | 25889.2316 | 19048.8141 | [10 empty] | 1 | 1656 | FALSE | 42000 | 0 | 0.32159 | 0 |  |  |  |  | 276 | 27.6 | 32.1585 | 0 | 42 | 0
|  |  |  | 0.274 | 268.0667 | 808.0667 | 11.1111 | 484.954 | 0.067894 | 66.5467 | 66.5467 | 71.3939 | 23.5252 | 47.515 | 1 | 38822.8877 | 0.49884 | 0.013889 | 25851.1801 | 19009.9463 | [10 empty] | 1 | 1662 | FALSE | 42000 | 0 | 0.32248 | 0 |  |  |  |  | 277 | 27.7 | 32.2478 | 0 | 42 | 0
|  |  |  | 0.275 | 268.0556 | 808.0556 | 11.1111 | 484.9741 | 0.067896 | 66.4508 | 66.4508 | 71.2912 | 23.4775 | 47.4397 | 1 | 38778.0589 | 0.49884 | 0.013889 | 25813.1727 | 18971.1234 | [10 empty] | 1 | 1668 | FALSE | 42000 | 0 | 0.32337 | 0 |  |  |  |  | 278 | 27.8 | 32.3371 | 0 | 42 | 0
|  |  |  | 0.276 | 268.0444 | 808.0444 | 11.1111 | 484.9942 | 0.067899 | 66.3549 | 66.3549 | 71.1886 | 23.4298 | 47.3645 | 1 | 38733.2796 | 0.49884 | 0.013889 | 25775.2092 | 18932.3453 | [10 empty] | 1 | 1674 | FALSE | 42000 | 0 | 0.32426 | 0 |  |  |  |  | 279 | 27.9 | 32.4264 | 0 | 42 | 0
|  |  |  | 0.277 | 268.0333 | 808.0333 | 11.1111 | 485.0143 | 0.067902 | 66.2592 | 66.2592 | 71.0861 | 23.3822 | 47.2894 | 1 | 38688.5498 | 0.49884 | 0.013889 | 25737.2896 | 18893.6121 | [10 empty] | 1 | 1680 | FALSE | 42000 | 0 | 0.32516 | 0 |  |  |  |  | 280 | 28 | 32.5157 | 0 | 42 | 0
|  |  |  | 0.278 | 268.0222 | 808.0222 | 11.1111 | 485.0344 | 0.067905 | 66.1636 | 66.1636 | 70.9837 | 23.3347 | 47.2143 | 1 | 38643.8695 | 0.49884 | 0.013889 | 25699.4139 | 18854.9235 | [10 empty] | 1 | 1686 | FALSE | 42000 | 0 | 0.32605 | 0 |  |  |  |  | 281 | 28.1 | 32.605 | 0 | 42 | 0
|  |  |  | 0.279 | 268.0111 | 808.0111 | 11.1111 | 485.0545 | 0.067908 | 66.0681 | 66.0681 | 70.8815 | 23.2872 | 47.1394 | 1 | 38599.2385 | 0.49884 | 0.013889 | 25661.582 | 18816.2796 | [10 empty] | 1 | 1692 | FALSE | 42000 | 0 | 0.32694 | 0 |  |  |  |  | 282 | 28.2 | 32.6942 | 0 | 42 | 0
|  |  |  | 0.28 | 268 | 808 | 11.1111 | 485.0746 | 0.06791 | 65.9727 | 65.9727 | 70.7794 | 23.2397 | 47.0645 | 1 | 38554.6568 | 0.49884 | 0.013889 | 25623.7939 | 18777.6804 | [10 empty] | 1 | 1698 | FALSE | 42000 | 0 | 0.32784 | 0 |  |  |  |  | 283 | 28.3 | 32.7835 | 0 | 42 | 0
|  |  |  | 0.281 | 267.9889 | 807.9889 | 11.1111 | 485.0947 | 0.067913 | 65.8774 | 65.8774 | 70.6773 | 23.1923 | 46.9898 | 1 | 38510.1244 | 0.49884 | 0.013889 | 25586.0495 | 18739.1257 | [10 empty] | 1 | 1704 | FALSE | 42000 | 0 | 0.32873 | 0 |  |  |  |  | 284 | 28.4 | 32.8728 | 0 | 42 | 0
|  |  |  | 0.282 | 267.9778 | 807.9778 | 11.1111 | 485.1149 | 0.067916 | 65.7822 | 65.7822 | 70.5754 | 23.145 | 46.9151 | 1 | 38465.6413 | 0.49884 | 0.013889 | 25548.3487 | 18700.6156 | [10 empty] | 1 | 1710 | FALSE | 42000 | 0 | 0.32962 | 0 |  |  |  |  | 285 | 28.5 | 32.9621 | 0 | 42 | 0
|  |  |  | 0.283 | 267.9667 | 807.9667 | 11.1111 | 485.135 | 0.067919 | 65.6871 | 65.6871 | 70.4736 | 23.0977 | 46.8405 | 1 | 38421.2073 | 0.49884 | 0.013889 | 25510.6916 | 18662.15 | [10 empty] | 1 | 1716 | FALSE | 42000 | 0 | 0.33051 | 0 |  |  |  |  | 286 | 28.6 | 33.0514 | 0 | 42 | 0
|  |  |  | 0.284 | 267.9556 | 807.9556 | 11.1111 | 485.1551 | 0.067922 | 65.5922 | 65.5922 | 70.3719 | 23.0504 | 46.766 | 1 | 38376.8224 | 0.49884 | 0.013889 | 25473.078 | 18623.7288 | [10 empty] | 1 | 1722 | FALSE | 42000 | 0 | 0.33141 | 0 |  |  |  |  | 287 | 28.7 | 33.1407 | 0 | 42 | 0
|  |  |  | 0.285 | 267.9444 | 807.9444 | 11.1111 | 485.1752 | 0.067925 | 65.4973 | 65.4973 | 70.2704 | 23.0033 | 46.6915 | 1 | 38332.4866 | 0.49884 | 0.013889 | 25435.5079 | 18585.3519 | [10 empty] | 1 | 1728 | FALSE | 42000 | 0 | 0.3323 | 0 |  |  |  |  | 288 | 28.8 | 33.23 | 0 | 42 | 0
|  |  |  | 0.286 | 267.9333 | 807.9333 | 11.1111 | 485.1953 | 0.067927 | 65.4025 | 65.4025 | 70.1689 | 22.9561 | 46.6172 | 1 | 38288.1998 | 0.49884 | 0.013889 | 25397.9814 | 18547.0195 | [10 empty] | 1 | 1734 | FALSE | 42000 | 0 | 0.33319 | 0 |  |  |  |  | 289 | 28.9 | 33.3192 | 0 | 42 | 0
|  |  |  | 0.287 | 267.9222 | 807.9222 | 11.1111 | 485.2154 | 0.06793 | 65.3079 | 65.3079 | 70.0676 | 22.9091 | 46.5429 | 1 | 38243.962 | 0.49884 | 0.013889 | 25360.4982 | 18508.7313 | [10 empty] | 1 | 1740 | FALSE | 42000 | 0 | 0.33409 | 0 |  |  |  |  | 290 | 29 | 33.4085 | 0 | 42 | 0
|  |  |  | 0.288 | 267.9111 | 807.9111 | 11.1111 | 485.2356 | 0.067933 | 65.2133 | 65.2133 | 69.9663 | 22.862 | 46.4687 | 1 | 38199.7731 | 0.49884 | 0.013889 | 25323.0584 | 18470.4873 | [10 empty] | 1 | 1746 | FALSE | 42000 | 0 | 0.33498 | 0 |  |  |  |  | 291 | 29.1 | 33.4978 | 0 | 42 | 0
|  |  |  | 0.289 | 267.9 | 807.9 | 11.1111 | 485.2557 | 0.067936 | 65.1189 | 65.1189 | 69.8652 | 22.8151 | 46.3946 | 1 | 38155.6331 | 0.49884 | 0.013889 | 25285.662 | 18432.2875 | [10 empty] | 1 | 1752 | FALSE | 42000 | 0 | 0.33587 | 0 |  |  |  |  | 292 | 29.2 | 33.5871 | 0 | 42 | 0
|  |  |  | 0.29 | 267.8889 | 807.8889 | 11.1111 | 485.2758 | 0.067939 | 65.0245 | 65.0245 | 69.7642 | 22.7681 | 46.3206 | 1 | 38111.5418 | 0.49884 | 0.013889 | 25248.3088 | 18394.1319 | [10 empty] | 1 | 1758 | FALSE | 42000 | 0 | 0.33676 | 0 |  |  |  |  | 293 | 29.3 | 33.6764 | 0 | 42 | 0
|  |  |  | 0.291 | 267.8778 | 807.8778 | 11.1111 | 485.2959 | 0.067941 | 64.9303 | 64.9303 | 69.6633 | 22.7213 | 46.2466 | 1 | 38067.4993 | 0.49884 | 0.013889 | 25210.9989 | 18356.0204 | [10 empty] | 1 | 1764 | FALSE | 42000 | 0 | 0.33766 | 0 |  |  |  |  | 294 | 29.4 | 33.7657 | 0 | 42 | 0
|  |  |  | 0.292 | 267.8667 | 807.8667 | 11.1111 | 485.3161 | 0.067944 | 64.8362 | 64.8362 | 69.5626 | 22.6745 | 46.1728 | 1 | 38023.5056 | 0.49884 | 0.013889 | 25173.7321 | 18317.9529 | [10 empty] | 1 | 1770 | FALSE | 42000 | 0 | 0.33855 | 0 |  |  |  |  | 295 | 29.5 | 33.855 | 0 | 42 | 0
|  |  |  | 0.293 | 267.8556 | 807.8556 | 11.1111 | 485.3362 | 0.067947 | 64.7422 | 64.7422 | 69.4619 | 22.6277 | 46.099 | 1 | 37979.5605 | 0.49884 | 0.013889 | 25136.5085 | 18279.9293 | [10 empty] | 1 | 1776 | FALSE | 42000 | 0 | 0.33944 | 0 |  |  |  |  | 296 | 29.6 | 33.9442 | 0 | 42 | 0
|  |  |  | 0.294 | 267.8444 | 807.8444 | 11.1111 | 485.3563 | 0.06795 | 64.6483 | 64.6483 | 69.3614 | 22.581 | 46.0253 | 1 | 37935.6639 | 0.49884 | 0.013889 | 25099.328 | 18241.9498 | [10 empty] | 1 | 1782 | FALSE | 42000 | 0 | 0.34034 | 0 |  |  |  |  | 297 | 29.7 | 34.0335 | 0 | 42 | 0
|  |  |  | 0.295 | 267.8333 | 807.8333 | 11.1111 | 485.3765 | 0.067953 | 64.5545 | 64.5545 | 69.2609 | 22.5344 | 45.9517 | 1 | 37891.816 | 0.49884 | 0.013889 | 25062.1905 | 18204.0141 | [10 empty] | 1 | 1788 | FALSE | 42000 | 0 | 0.34123 | 0 |  |  |  |  | 298 | 29.8 | 34.1228 | 0 | 42 | 0
|  |  |  | 0.296 | 267.8222 | 807.8222 | 11.1111 | 485.3966 | 0.067956 | 64.4608 | 64.4608 | 69.1606 | 22.4878 | 45.8782 | 1 | 37848.0165 | 0.49884 | 0.013889 | 25025.096 | 18166.1223 | [10 empty] | 1 | 1794 | FALSE | 42000 | 0 | 0.34212 | 0 |  |  |  |  | 299 | 29.9 | 34.2121 | 0 | 42 | 0
|  |  |  | 0.297 | 267.8111 | 807.8111 | 11.1111 | 485.4168 | 0.067958 | 64.3672 | 64.3672 | 69.0604 | 22.4412 | 45.8048 | 1 | 37804.2655 | 0.49884 | 0.013889 | 24988.0445 | 18128.2743 | [10 empty] | 1 | 1800 | FALSE | 42000 | 0 | 0.34301 | 0 |  |  |  |  | 300 | 30 | 34.3014 | 0 | 42 | 0
|  |  |  | 0.298 | 267.8 | 807.8 | 11.1111 | 485.4369 | 0.067961 | 64.2737 | 64.2737 | 68.9603 | 22.3947 | 45.7314 | 1 | 37760.5628 | 0.49884 | 0.013889 | 24951.0359 | 18090.47 | [10 empty] | 1 | 1806 | FALSE | 42000 | 0 | 0.34391 | 0 |  |  |  |  | 301 | 30.1 | 34.3907 | 0 | 42 | 0
|  |  |  | 0.299 | 267.7889 | 807.7889 | 11.1111 | 485.457 | 0.067964 | 64.1803 | 64.1803 | 68.8603 | 22.3483 | 45.6581 | 1 | 37716.9085 | 0.49884 | 0.013889 | 24914.0701 | 18052.7095 | [10 empty] | 1 | 1812 | FALSE | 42000 | 0 | 0.3448 | 0 |  |  |  |  | 302 | 30.2 | 34.48 | 0 | 42 | 0
|  |  |  | 0.3 | 267.7778 | 807.7778 | 11.1111 | 485.4772 | 0.067967 | 64.087 | 64.087 | 68.7604 | 22.3019 | 45.5849 | 1 | 37673.3026 | 0.49884 | 0.013889 | 24877.1471 | 18014.9926 | [10 empty] | 1 | 1818 | FALSE | 42000 | 0 | 0.34569 | 0 |  |  |  |  | 303 | 30.3 | 34.5692 | 0 | 42 | 0
|  |  |  | 0.301 | 267.7667 | 807.7667 | 11.1111 | 485.4973 | 0.06797 | 63.9938 | 63.9938 | 68.6607 | 22.2556 | 45.5118 | 1 | 37629.7448 | 0.49884 | 0.013889 | 24840.2669 | 17977.3193 | [10 empty] | 1 | 1824 | FALSE | 42000 | 0 | 0.34659 | 0 |  |  |  |  | 304 | 30.4 | 34.6585 | 0 | 42 | 0
|  |  |  | 0.302 | 267.7556 | 807.7556 | 11.1111 | 485.5175 | 0.067972 | 63.9007 | 63.9007 | 68.561 | 22.2093 | 45.4388 | 1 | 37586.2352 | 0.49884 | 0.013889 | 24803.4293 | 17939.6895 | [10 empty] | 1 | 1830 | FALSE | 42000 | 0 | 0.34748 | 0 |  |  |  |  | 305 | 30.5 | 34.7478 | 0 | 42 | 0
|  |  |  | 0.303 | 267.7444 | 807.7444 | 11.1111 | 485.5376 | 0.067975 | 63.8078 | 63.8078 | 68.4615 | 22.1631 | 45.3659 | 1 | 37542.7738 | 0.49884 | 0.013889 | 24766.6345 | 17902.1033 | [10 empty] | 1 | 1836 | FALSE | 42000 | 0 | 0.34837 | 0 |  |  |  |  | 306 | 30.6 | 34.8371 | 0 | 42 | 0
|  |  |  | 0.304 | 267.7333 | 807.7333 | 11.1111 | 485.5578 | 0.067978 | 63.7149 | 63.7149 | 68.362 | 22.1169 | 45.293 | 1 | 37499.3605 | 0.49884 | 0.013889 | 24729.8822 | 17864.5605 | [10 empty] | 1 | 1842 | FALSE | 42000 | 0 | 0.34926 | 0 |  |  |  |  | 307 | 30.7 | 34.9264 | 0 | 42 | 0
|  |  |  | 0.305 | 267.7222 | 807.7222 | 11.1111 | 485.5779 | 0.067981 | 63.6222 | 63.6222 | 68.2627 | 22.0708 | 45.2202 | 1 | 37455.9952 | 0.49884 | 0.013889 | 24693.1726 | 17827.0611 | [10 empty] | 1 | 1848 | FALSE | 42000 | 0 | 0.35016 | 0 |  |  |  |  | 308 | 30.8 | 35.0157 | 0 | 42 | 0
|  |  |  | 0.306 | 267.7111 | 807.7111 | 11.1111 | 485.5981 | 0.067984 | 63.5295 | 63.5295 | 68.1635 | 22.0247 | 45.1475 | 1 | 37412.6779 | 0.49884 | 0.013889 | 24656.5054 | 17789.6051 | [10 empty] | 1 | 1854 | FALSE | 42000 | 0 | 0.35105 | 0 |  |  |  |  | 309 | 30.9 | 35.105 | 0 | 42 | 0
|  |  |  | 0.307 | 267.7 | 807.7 | 11.1111 | 485.6182 | 0.067987 | 63.437 | 63.437 | 68.0644 | 21.9787 | 45.0749 | 1 | 37369.4085 | 0.49884 | 0.013889 | 24619.8807 | 17752.1925 | [10 empty] | 1 | 1860 | FALSE | 42000 | 0 | 0.35194 | 0 |  |  |  |  | 310 | 31 | 35.1942 | 0 | 42 | 0
|  |  |  | 0.308 | 267.6889 | 807.6889 | 11.1111 | 485.6384 | 0.067989 | 63.3445 | 63.3445 | 67.9654 | 21.9327 | 45.0024 | 1 | 37326.187 | 0.49884 | 0.013889 | 24583.2985 | 17714.8231 | [10 empty] | 1 | 1866 | FALSE | 42000 | 0 | 0.35284 | 0 |  |  |  |  | 311 | 31.1 | 35.2835 | 0 | 42 | 0
|  |  |  | 0.309 | 267.6778 | 807.6778 | 11.1111 | 485.6585 | 0.067992 | 63.2522 | 63.2522 | 67.8666 | 21.8868 | 44.9299 | 1 | 37283.0134 | 0.49884 | 0.013889 | 24546.7586 | 17677.4969 | [10 empty] | 1 | 1872 | FALSE | 42000 | 0 | 0.35373 | 0 |  |  |  |  | 312 | 31.2 | 35.3728 | 0 | 42 | 0
|  |  |  | 0.31 | 267.6667 | 807.6667 | 11.1111 | 485.6787 | 0.067995 | 63.1599 | 63.1599 | 67.7678 | 21.841 | 44.8575 | 1 | 37239.8875 | 0.49884 | 0.013889 | 24510.261 | 17640.2139 | [10 empty] | 1 | 1878 | FALSE | 42000 | 0 | 0.35462 | 0 |  |  |  |  | 313 | 31.3 | 35.4621 | 0 | 42 | 0
|  |  |  | 0.311 | 267.6556 | 807.6556 | 11.1111 | 485.6989 | 0.067998 | 63.0678 | 63.0678 | 67.6691 | 21.7951 | 44.7852 | 1 | 37196.8093 | 0.49884 | 0.013889 | 24473.8058 | 17602.974 | [10 empty] | 1 | 1884 | FALSE | 42000 | 0 | 0.35551 | 0 |  |  |  |  | 314 | 31.4 | 35.5514 | 0 | 42 | 0
|  |  |  | 0.312 | 267.6444 | 807.6444 | 11.1111 | 485.719 | 0.068001 | 62.9758 | 62.9758 | 67.5706 | 21.7494 | 44.713 | 1 | 37153.7789 | 0.49884 | 0.013889 | 24437.3927 | 17565.7772 | [10 empty] | 1 | 1890 | FALSE | 42000 | 0 | 0.35641 | 0 |  |  |  |  | 315 | 31.5 | 35.6407 | 0 | 42 | 0
|  |  |  | 0.313 | 267.6333 | 807.6333 | 11.1111 | 485.7392 | 0.068003 | 62.8838 | 62.8838 | 67.4722 | 21.7037 | 44.6409 | 1 | 37110.7961 | 0.49884 | 0.013889 | 24401.0219 | 17528.6234 | [10 empty] | 1 | 1896 | FALSE | 42000 | 0 | 0.3573 | 0 |  |  |  |  | 316 | 31.6 | 35.73 | 0 | 42 | 0
|  |  |  | 0.314 | 267.6222 | 807.6222 | 11.1111 | 485.7594 | 0.068006 | 62.792 | 62.792 | 67.3739 | 21.658 | 44.5689 | 1 | 37067.8608 | 0.49884 | 0.013889 | 24364.6932 | 17491.5126 | [10 empty] | 1 | 1902 | FALSE | 42000 | 0 | 0.35819 | 0 |  |  |  |  | 317 | 31.7 | 35.8192 | 0 | 42 | 0
|  |  |  | 0.315 | 267.6111 | 807.6111 | 11.1111 | 485.7795 | 0.068009 | 62.7003 | 62.7003 | 67.2756 | 21.6124 | 44.4969 | 1 | 37024.9731 | 0.49884 | 0.013889 | 24328.4066 | 17454.4447 | [10 empty] | 1 | 1908 | FALSE | 42000 | 0 | 0.35909 | 0 |  |  |  |  | 318 | 31.8 | 35.9085 | 0 | 42 | 0
|  |  |  | 0.316 | 267.6 | 807.6 | 11.1111 | 485.7997 | 0.068012 | 62.6087 | 62.6087 | 67.1775 | 21.5669 | 44.425 | 1 | 36982.1328 | 0.49884 | 0.013889 | 24292.1621 | 17417.4197 | [10 empty] | 1 | 1914 | FALSE | 42000 | 0 | 0.35998 | 0 |  |  |  |  | 319 | 31.9 | 35.9978 | 0 | 42 | 0
|  |  |  | 0.317 | 267.5889 | 807.5889 | 11.1111 | 485.8199 | 0.068015 | 62.5171 | 62.5171 | 67.0796 | 21.5214 | 44.3532 | 1 | 36939.34 | 0.49884 | 0.013889 | 24255.9596 | 17380.4376 | [10 empty] | 1 | 1920 | FALSE | 42000 | 0 | 0.36087 | 0 |  |  |  |  | 320 | 32 | 36.0871 | 0 | 42 | 0
|  |  |  | 0.318 | 267.5778 | 807.5778 | 11.1111 | 485.84 | 0.068018 | 62.4257 | 62.4257 | 66.9817 | 21.4759 | 44.2815 | 1 | 36896.5946 | 0.49884 | 0.013889 | 24219.799 | 17343.4983 | [10 empty] | 1 | 1926 | FALSE | 42000 | 0 | 0.36176 | 0 |  |  |  |  | 321 | 32.1 | 36.1764 | 0 | 42 | 0
|  |  |  | 0.319 | 267.5667 | 807.5667 | 11.1111 | 485.8602 | 0.06802 | 62.3344 | 62.3344 | 66.8839 | 21.4306 | 44.2098 | 1 | 36853.8965 | 0.49884 | 0.013889 | 24183.6803 | 17306.6017 | [10 empty] | 1 | 1932 | FALSE | 42000 | 0 | 0.36266 | 0 |  |  |  |  | 322 | 32.2 | 36.2657 | 0 | 42 | 0
|  |  |  | 0.32 | 267.5556 | 807.5556 | 11.1111 | 485.8804 | 0.068023 | 62.2432 | 62.2432 | 66.7862 | 21.3852 | 44.1383 | 1 | 36811.2457 | 0.49884 | 0.013889 | 24147.6035 | 17269.7478 | [10 empty] | 1 | 1938 | FALSE | 42000 | 0 | 0.36355 | 0 |  |  |  |  | 323 | 32.3 | 36.355 | 0 | 42 | 0
|  |  |  | 0.321 | 267.5444 | 807.5444 | 11.1111 | 485.9006 | 0.068026 | 62.1521 | 62.1521 | 66.6887 | 21.3399 | 44.0668 | 1 | 36768.6421 | 0.49884 | 0.013889 | 24111.5685 | 17232.9365 | [10 empty] | 1 | 1944 | FALSE | 42000 | 0 | 0.36444 | 0 |  |  |  |  | 324 | 32.4 | 36.4442 | 0 | 42 | 0
|  |  |  | 0.322 | 267.5333 | 807.5333 | 11.1111 | 485.9208 | 0.068029 | 62.0611 | 62.0611 | 66.5912 | 21.2947 | 43.9954 | 1 | 36726.0856 | 0.49884 | 0.013889 | 24075.5753 | 17196.1679 | [10 empty] | 1 | 1950 | FALSE | 42000 | 0 | 0.36534 | 0 |  |  |  |  | 325 | 32.5 | 36.5335 | 0 | 42 | 0
|  |  |  | 0.323 | 267.5222 | 807.5222 | 11.1111 | 485.9409 | 0.068032 | 61.9702 | 61.9702 | 66.4939 | 21.2495 | 43.9241 | 1 | 36683.5763 | 0.49884 | 0.013889 | 24039.6239 | 17159.4418 | [10 empty] | 1 | 1956 | FALSE | 42000 | 0 | 0.36623 | 0 |  |  |  |  | 326 | 32.6 | 36.6228 | 0 | 42 | 0
|  |  |  | 0.324 | 267.5111 | 807.5111 | 11.1111 | 485.9611 | 0.068035 | 61.8794 | 61.8794 | 66.3967 | 21.2044 | 43.8528 | 1 | 36641.1141 | 0.49884 | 0.013889 | 24003.714 | 17122.7582 | [10 empty] | 1 | 1962 | FALSE | 42000 | 0 | 0.36712 | 0 |  |  |  |  | 327 | 32.7 | 36.7121 | 0 | 42 | 0
|  |  |  | 0.325 | 267.5 | 807.5 | 11.1111 | 485.9813 | 0.068037 | 61.7887 | 61.7887 | 66.2996 | 21.1593 | 43.7817 | 1 | 36598.6989 | 0.49884 | 0.013889 | 23967.8459 | 17086.1171 | [10 empty] | 1 | 1968 | FALSE | 42000 | 0 | 0.36801 | 0 |  |  |  |  | 328 | 32.8 | 36.8014 | 0 | 42 | 0
|  |  |  | 0.326 | 267.4889 | 807.4889 | 11.1111 | 486.0015 | 0.06804 | 61.6981 | 61.6981 | 66.2026 | 21.1142 | 43.7106 | 1 | 36556.3307 | 0.49884 | 0.013889 | 23932.0193 | 17049.5184 | [10 empty] | 1 | 1974 | FALSE | 42000 | 0 | 0.36891 | 0 |  |  |  |  | 329 | 32.9 | 36.8907 | 0 | 42 | 0
|  |  |  | 0.327 | 267.4778 | 807.4778 | 11.1111 | 486.0217 | 0.068043 | 61.6076 | 61.6076 | 66.1057 | 21.0693 | 43.6396 | 1 | 36514.0094 | 0.49884 | 0.013889 | 23896.2343 | 17012.9621 | [10 empty] | 1 | 1980 | FALSE | 42000 | 0 | 0.3698 | 0 |  |  |  |  | 330 | 33 | 36.98 | 0 | 42 | 0
|  |  |  | 0.328 | 267.4667 | 807.4667 | 11.1111 | 486.0419 | 0.068046 | 61.5173 | 61.5173 | 66.0089 | 21.0243 | 43.5687 | 1 | 36471.735 | 0.49884 | 0.013889 | 23860.4907 | 16976.4481 | [10 empty] | 1 | 1986 | FALSE | 42000 | 0 | 0.37069 | 0 |  |  |  |  | 331 | 33.1 | 37.0692 | 0 | 42 | 0
|  |  |  | 0.329 | 267.4556 | 807.4556 | 11.1111 | 486.0621 | 0.068049 | 61.427 | 61.427 | 65.9122 | 20.9795 | 43.4978 | 1 | 36429.5074 | 0.49884 | 0.013889 | 23824.7886 | 16939.9763 | [10 empty] | 1 | 1992 | FALSE | 42000 | 0 | 0.37159 | 0 |  |  |  |  | 332 | 33.2 | 37.1585 | 0 | 42 | 0
|  |  |  | 0.33 | 267.4444 | 807.4444 | 11.1111 | 486.0823 | 0.068052 | 61.3368 | 61.3368 | 65.8156 | 20.9346 | 43.4271 | 1 | 36387.3266 | 0.49884 | 0.013889 | 23789.1279 | 16903.5468 | [10 empty] | 1 | 1998 | FALSE | 42000 | 0 | 0.37248 | 0 |  |  |  |  | 333 | 33.3 | 37.2478 | 0 | 42 | 0
|  |  |  | 0.331 | 267.4333 | 807.4333 | 11.1111 | 486.1025 | 0.068054 | 61.2467 | 61.2467 | 65.7192 | 20.8898 | 43.3564 | 1 | 36345.1925 | 0.49884 | 0.013889 | 23753.5086 | 16867.1595 | [10 empty] | 1 | 2004 | FALSE | 42000 | 0 | 0.37337 | 0 |  |  |  |  | 334 | 33.4 | 37.3371 | 0 | 42 | 0
|  |  |  | 0.332 | 267.4222 | 807.4222 | 11.1111 | 486.1227 | 0.068057 | 61.1567 | 61.1567 | 65.6228 | 20.8451 | 43.2858 | 1 | 36303.1051 | 0.49884 | 0.013889 | 23717.9306 | 16830.8143 | [10 empty] | 1 | 2010 | FALSE | 42000 | 0 | 0.37426 | 0 |  |  |  |  | 335 | 33.5 | 37.4264 | 0 | 42 | 0
|  |  |  | 0.333 | 267.4111 | 807.4111 | 11.1111 | 486.1429 | 0.06806 | 61.0668 | 61.0668 | 65.5266 | 20.8004 | 43.2153 | 1 | 36261.0643 | 0.49884 | 0.013889 | 23682.3938 | 16794.5112 | [10 empty] | 1 | 2016 | FALSE | 42000 | 0 | 0.37516 | 0 |  |  |  |  | 336 | 33.6 | 37.5157 | 0 | 42 | 0
|  |  |  | 0.334 | 267.4 | 807.4 | 11.1111 | 486.1631 | 0.068063 | 60.977 | 60.977 | 65.4304 | 20.7558 | 43.1448 | 1 | 36219.0702 | 0.49884 | 0.013889 | 23646.8983 | 16758.2502 | [10 empty] | 1 | 2022 | FALSE | 42000 | 0 | 0.37605 | 0 |  |  |  |  | 337 | 33.7 | 37.605 | 0 | 42 | 0
|  |  |  | 0.335 | 267.3889 | 807.3889 | 11.1111 | 486.1833 | 0.068066 | 60.8874 | 60.8874 | 65.3344 | 20.7112 | 43.0745 | 1 | 36177.1225 | 0.49884 | 0.013889 | 23611.4439 | 16722.0311 | [10 empty] | 1 | 2028 | FALSE | 42000 | 0 | 0.37694 | 0 |  |  |  |  | 338 | 33.8 | 37.6942 | 0 | 42 | 0
|  |  |  | 0.336 | 267.3778 | 807.3778 | 11.1111 | 486.2035 | 0.068068 | 60.7978 | 60.7978 | 65.2385 | 20.6667 | 43.0042 | 1 | 36135.2213 | 0.49884 | 0.013889 | 23576.0307 | 16685.854 | [10 empty] | 1 | 2034 | FALSE | 42000 | 0 | 0.37784 | 0 |  |  |  |  | 339 | 33.9 | 37.7835 | 0 | 42 | 0
|  |  |  | 0.337 | 267.3667 | 807.3667 | 11.1111 | 486.2237 | 0.068071 | 60.7083 | 60.7083 | 65.1427 | 20.6223 | 42.934 | 1 | 36093.3666 | 0.49884 | 0.013889 | 23540.6585 | 16649.7187 | [10 empty] | 1 | 2040 | FALSE | 42000 | 0 | 0.37873 | 0 |  |  |  |  | 340 | 34 | 37.8728 | 0 | 42 | 0
|  |  |  | 0.338 | 267.3556 | 807.3556 | 11.1111 | 486.2439 | 0.068074 | 60.6189 | 60.6189 | 65.0469 | 20.5778 | 42.8639 | 1 | 36051.5582 | 0.49884 | 0.013889 | 23505.3274 | 16613.6254 | [10 empty] | 1 | 2046 | FALSE | 42000 | 0 | 0.37962 | 0 |  |  |  |  | 341 | 34.1 | 37.9621 | 0 | 42 | 0
|  |  |  | 0.339 | 267.3444 | 807.3444 | 11.1111 | 486.2641 | 0.068077 | 60.5297 | 60.5297 | 64.9513 | 20.5335 | 42.7938 | 1 | 36009.7961 | 0.49884 | 0.013889 | 23470.0373 | 16577.5738 | [10 empty] | 1 | 2052 | FALSE | 42000 | 0 | 0.38051 | 0 |  |  |  |  | 342 | 34.2 | 38.0514 | 0 | 42 | 0
|  |  |  | 0.34 | 267.3333 | 807.3333 | 11.1111 | 486.2843 | 0.06808 | 60.4405 | 60.4405 | 64.8559 | 20.4891 | 42.7238 | 1 | 35968.0804 | 0.49884 | 0.013889 | 23434.7881 | 16541.564 | [10 empty] | 1 | 2058 | FALSE | 42000 | 0 | 0.38141 | 0 |  |  |  |  | 343 | 34.3 | 38.1407 | 0 | 42 | 0
|  |  |  | 0.341 | 267.3222 | 807.3222 | 11.1111 | 486.3045 | 0.068083 | 60.3514 | 60.3514 | 64.7605 | 20.4449 | 42.654 | 1 | 35926.4109 | 0.49884 | 0.013889 | 23399.5798 | 16505.5959 | [10 empty] | 1 | 2064 | FALSE | 42000 | 0 | 0.3823 | 0 |  |  |  |  | 344 | 34.4 | 38.23 | 0 | 42 | 0
|  |  |  | 0.342 | 267.3111 | 807.3111 | 11.1111 | 486.3247 | 0.068085 | 60.2624 | 60.2624 | 64.6652 | 20.4006 | 42.5841 | 1 | 35884.7875 | 0.49884 | 0.013889 | 23364.4124 | 16469.6695 | [10 empty] | 1 | 2070 | FALSE | 42000 | 0 | 0.38319 | 0 |  |  |  |  | 345 | 34.5 | 38.3192 | 0 | 42 | 0
|  |  |  | 0.343 | 267.3 | 807.3 | 11.1111 | 486.3449 | 0.068088 | 60.1736 | 60.1736 | 64.57 | 20.3565 | 42.5144 | 1 | 35843.2103 | 0.49884 | 0.013889 | 23329.2858 | 16433.7847 | [10 empty] | 1 | 2076 | FALSE | 42000 | 0 | 0.38409 | 0 |  |  |  |  | 346 | 34.6 | 38.4085 | 0 | 42 | 0
|  |  |  | 0.344 | 267.2889 | 807.2889 | 11.1111 | 486.3651 | 0.068091 | 60.0848 | 60.0848 | 64.4749 | 20.3124 | 42.4448 | 1 | 35801.6792 | 0.49884 | 0.013889 | 23294.1999 | 16397.9415 | [10 empty] | 1 | 2082 | FALSE | 42000 | 0 | 0.38498 | 0 |  |  |  |  | 347 | 34.7 | 38.4978 | 0 | 42 | 0
|  |  |  | 0.345 | 267.2778 | 807.2778 | 11.1111 | 486.3854 | 0.068094 | 59.9961 | 59.9961 | 64.38 | 20.2683 | 42.3752 | 1 | 35760.1941 | 0.49884 | 0.013889 | 23259.1548 | 16362.1398 | [10 empty] | 1 | 2088 | FALSE | 42000 | 0 | 0.38587 | 0 |  |  |  |  | 348 | 34.8 | 38.5871 | 0 | 42 | 0
|  |  |  | 0.346 | 267.2667 | 807.2667 | 11.1111 | 486.4056 | 0.068097 | 59.9075 | 59.9075 | 64.2851 | 20.2243 | 42.3057 | 1 | 35718.755 | 0.49884 | 0.013889 | 23224.1503 | 16326.3797 | [10 empty] | 1 | 2094 | FALSE | 42000 | 0 | 0.38676 | 0 |  |  |  |  | 349 | 34.9 | 38.6764 | 0 | 42 | 0
|  |  |  | 0.347 | 267.2556 | 807.2556 | 11.1111 | 486.4258 | 0.0681 | 59.819 | 59.819 | 64.1904 | 20.1803 | 42.2363 | 1 | 35677.3619 | 0.49884 | 0.013889 | 23189.1865 | 16290.6609 | [10 empty] | 1 | 2100 | FALSE | 42000 | 0 | 0.38766 | 0 |  |  |  |  | 350 | 35 | 38.7657 | 0 | 42 | 0
|  |  |  | 0.348 | 267.2444 | 807.2444 | 11.1111 | 486.446 | 0.068102 | 59.7307 | 59.7307 | 64.0957 | 20.1364 | 42.1669 | 1 | 35636.0146 | 0.49884 | 0.013889 | 23154.2633 | 16254.9835 | [10 empty] | 1 | 2106 | FALSE | 42000 | 0 | 0.38855 | 0 |  |  |  |  | 351 | 35.1 | 38.855 | 0 | 42 | 0
|  |  |  | 0.349 | 267.2333 | 807.2333 | 11.1111 | 486.4663 | 0.068105 | 59.6424 | 59.6424 | 64.0012 | 20.0925 | 42.0977 | 1 | 35594.7132 | 0.49884 | 0.013889 | 23119.3806 | 16219.3475 | [10 empty] | 1 | 2112 | FALSE | 42000 | 0 | 0.38944 | 0 |  |  |  |  | 352 | 35.2 | 38.9442 | 0 | 42 | 0
|  |  |  | 0.35 | 267.2222 | 807.2222 | 11.1111 | 486.4865 | 0.068108 | 59.5542 | 59.5542 | 63.9068 | 20.0487 | 42.0285 | 1 | 35553.4575 | 0.49884 | 0.013889 | 23084.5384 | 16183.7528 | [10 empty] | 1 | 2118 | FALSE | 42000 | 0 | 0.39034 | 0 |  |  |  |  | 353 | 35.3 | 39.0335 | 0 | 42 | 0
|  |  |  | 0.351 | 267.2111 | 807.2111 | 11.1111 | 486.5067 | 0.068111 | 59.4661 | 59.4661 | 63.8125 | 20.0049 | 41.9594 | 1 | 35512.2477 | 0.49884 | 0.013889 | 23049.7366 | 16148.1994 | [10 empty] | 1 | 2124 | FALSE | 42000 | 0 | 0.39123 | 0 |  |  |  |  | 354 | 35.4 | 39.1228 | 0 | 42 | 0
|  |  |  | 0.352 | 267.2 | 807.2 | 11.1111 | 486.5269 | 0.068114 | 59.3782 | 59.3782 | 63.7183 | 19.9612 | 41.8904 | 1 | 35471.0835 | 0.49884 | 0.013889 | 23014.9752 | 16112.6871 | [10 empty] | 1 | 2130 | FALSE | 42000 | 0 | 0.39212 | 0 |  |  |  |  | 355 | 35.5 | 39.2121 | 0 | 42 | 0
|  |  |  | 0.353 | 267.1889 | 807.1889 | 11.1111 | 486.5472 | 0.068117 | 59.2903 | 59.2903 | 63.6241 | 19.9175 | 41.8214 | 1 | 35429.9649 | 0.49884 | 0.013889 | 22980.2542 | 16077.216 | [10 empty] | 1 | 2136 | FALSE | 42000 | 0 | 0.39301 | 0 |  |  |  |  | 356 | 35.6 | 39.3014 | 0 | 42 | 0
|  |  |  | 0.354 | 267.1778 | 807.1778 | 11.1111 | 486.5674 | 0.068119 | 59.2025 | 59.2025 | 63.5301 | 19.8739 | 41.7526 | 1 | 35388.892 | 0.49884 | 0.013889 | 22945.5736 | 16041.7861 | [10 empty] | 1 | 2142 | FALSE | 42000 | 0 | 0.39391 | 0 |  |  |  |  | 357 | 35.7 | 39.3907 | 0 | 42 | 0
|  |  |  | 0.355 | 267.1667 | 807.1667 | 11.1111 | 486.5876 | 0.068122 | 59.1148 | 59.1148 | 63.4362 | 19.8303 | 41.6838 | 1 | 35347.8646 | 0.49884 | 0.013889 | 22910.9332 | 16006.3972 | [10 empty] | 1 | 2148 | FALSE | 42000 | 0 | 0.3948 | 0 |  |  |  |  | 358 | 35.8 | 39.48 | 0 | 42 | 0
|  |  |  | 0.356 | 267.1556 | 807.1556 | 11.1111 | 486.6079 | 0.068125 | 59.0272 | 59.0272 | 63.3424 | 19.7868 | 41.615 | 1 | 35306.8827 | 0.49884 | 0.013889 | 22876.333 | 15971.0493 | [10 empty] | 1 | 2154 | FALSE | 42000 | 0 | 0.39569 | 0 |  |  |  |  | 359 | 35.9 | 39.5692 | 0 | 42 | 0
|  |  |  | 0.357 | 267.1444 | 807.1444 | 11.1111 | 486.6281 | 0.068128 | 58.9398 | 58.9398 | 63.2488 | 19.7434 | 41.5464 | 1 | 35265.9463 | 0.49884 | 0.013889 | 22841.773 | 15935.7424 | [10 empty] | 2 | 2160 | FALSE | 42000 | 0 | 0.39659 | 0 |  |  |  |  | 360 | 36 | 39.6585 | 0 | 42 | 0
|  |  |  | 0.358 | 267.1333 | 807.1333 | 11.1111 | 486.6484 | 0.068131 | 58.8524 | 58.8524 | 63.1552 | 19.6999 | 41.4779 | 1 | 35225.0552 | 0.49884 | 0.013889 | 22807.2531 | 15900.4765 | [10 empty] | 2 | 2166 | FALSE | 42000 | 0 | 0.39748 | 0 |  |  |  |  | 361 | 36.1 | 39.7478 | 0 | 42 | 0
|  |  |  | 0.359 | 267.1222 | 807.1222 | 11.1111 | 486.6686 | 0.068134 | 58.7651 | 58.7651 | 63.0617 | 19.6566 | 41.4094 | 1 | 35184.2095 | 0.49884 | 0.013889 | 22772.7733 | 15865.2514 | [10 empty] | 2 | 2172 | FALSE | 42000 | 0 | 0.39837 | 0 |  |  |  |  | 362 | 36.2 | 39.8371 | 0 | 42 | 0
|  |  |  | 0.36 | 267.1111 | 807.1111 | 11.1111 | 486.6889 | 0.068136 | 58.6779 | 58.6779 | 62.9683 | 19.6132 | 41.341 | 1 | 35143.4092 | 0.49884 | 0.013889 | 22738.3336 | 15830.0672 | [10 empty] | 2 | 2178 | FALSE | 42000 | 0 | 0.39926 | 0 |  |  |  |  | 363 | 36.3 | 39.9264 | 0 | 42 | 0
|  |  |  | 0.361 | 267.1 | 807.1 | 11.1111 | 486.7091 | 0.068139 | 58.5908 | 58.5908 | 62.8751 | 19.57 | 41.2726 | 1 | 35102.6541 | 0.49884 | 0.013889 | 22703.9338 | 15794.9238 | [10 empty] | 2 | 2184 | FALSE | 42000 | 0 | 0.40016 | 0 |  |  |  |  | 364 | 36.4 | 40.0157 | 0 | 42 | 0
|  |  |  | 0.362 | 267.0889 | 807.0889 | 11.1111 | 486.7293 | 0.068142 | 58.5038 | 58.5038 | 62.7819 | 19.5267 | 41.2044 | 1 | 35061.9442 | 0.49884 | 0.013889 | 22669.5741 | 15759.8211 | [10 empty] | 2 | 2190 | FALSE | 42000 | 0 | 0.40105 | 0 |  |  |  |  | 365 | 36.5 | 40.105 | 0 | 42 | 0
|  |  |  | 0.363 | 267.0778 | 807.0778 | 11.1111 | 486.7496 | 0.068145 | 58.4169 | 58.4169 | 62.6888 | 19.4836 | 41.1362 | 1 | 35021.2794 | 0.49884 | 0.013889 | 22635.2542 | 15724.7592 | [10 empty] | 2 | 2196 | FALSE | 42000 | 0 | 0.40194 | 0 |  |  |  |  | 366 | 36.6 | 40.1942 | 0 | 42 | 0
|  |  |  | 0.364 | 267.0667 | 807.0667 | 11.1111 | 486.7698 | 0.068148 | 58.3301 | 58.3301 | 62.5959 | 19.4404 | 41.0681 | 1 | 34980.6598 | 0.49884 | 0.013889 | 22600.9742 | 15689.7379 | [10 empty] | 2 | 2202 | FALSE | 42000 | 0 | 0.40284 | 0 |  |  |  |  | 367 | 36.7 | 40.2835 | 0 | 42 | 0
|  |  |  | 0.365 | 267.0556 | 807.0556 | 11.1111 | 486.7901 | 0.068151 | 58.2434 | 58.2434 | 62.503 | 19.3974 | 41.0001 | 1 | 34940.0852 | 0.49884 | 0.013889 | 22566.734 | 15654.7573 | [10 empty] | 2 | 2208 | FALSE | 42000 | 0 | 0.40373 | 0 |  |  |  |  | 368 | 36.8 | 40.3728 | 0 | 42 | 0
|  |  |  | 0.366 | 267.0444 | 807.0444 | 11.1111 | 486.8104 | 0.068153 | 58.1568 | 58.1568 | 62.4103 | 19.3543 | 40.9322 | 1 | 34899.5557 | 0.49884 | 0.013889 | 22532.5336 | 15619.8172 | [10 empty] | 2 | 2214 | FALSE | 42000 | 0 | 0.40462 | 0 |  |  |  |  | 369 | 36.9 | 40.4621 | 0 | 42 | 0
|  |  |  | 0.367 | 267.0333 | 807.0333 | 11.1111 | 486.8306 | 0.068156 | 58.0703 | 58.0703 | 62.3176 | 19.3114 | 40.8643 | 1 | 34859.0711 | 0.49884 | 0.013889 | 22498.373 | 15584.9176 | [10 empty] | 2 | 2220 | FALSE | 42000 | 0 | 0.40551 | 0 |  |  |  |  | 370 | 37 | 40.5514 | 0 | 42 | 0
|  |  |  | 0.368 | 267.0222 | 807.0222 | 11.1111 | 486.8509 | 0.068159 | 57.9839 | 57.9839 | 62.2251 | 19.2684 | 40.7965 | 1 | 34818.6315 | 0.49884 | 0.013889 | 22464.252 | 15550.0585 | [10 empty] | 2 | 2226 | FALSE | 42000 | 0 | 0.40641 | 0 |  |  |  |  | 371 | 37.1 | 40.6407 | 0 | 42 | 0
|  |  |  | 0.369 | 267.0111 | 807.0111 | 11.1111 | 486.8711 | 0.068162 | 57.8976 | 57.8976 | 62.1327 | 19.2256 | 40.7288 | 1 | 34778.2367 | 0.49884 | 0.013889 | 22430.1707 | 15515.2399 | [10 empty] | 2 | 2232 | FALSE | 42000 | 0 | 0.4073 | 0 |  |  |  |  | 372 | 37.2 | 40.73 | 0 | 42 | 0
|  |  |  | 0.37 | 267 | 807 | 11.1111 | 486.8914 | 0.068165 | 57.8114 | 57.8114 | 62.0403 | 19.1827 | 40.6611 | 1 | 34737.8868 | 0.49884 | 0.013889 | 22396.129 | 15480.4617 | [10 empty] | 2 | 2238 | FALSE | 42000 | 0 | 0.40819 | 0 |  |  |  |  | 373 | 37.3 | 40.8192 | 0 | 42 | 0
|  |  |  | 0.371 | 266.9889 | 806.9889 | 11.1111 | 486.9116 | 0.068168 | 57.7253 | 57.7253 | 61.9481 | 19.1399 | 40.5936 | 1 | 34697.5816 | 0.49884 | 0.013889 | 22362.1269 | 15445.7238 | [10 empty] | 2 | 2244 | FALSE | 42000 | 0 | 0.40909 | 0 |  |  |  |  | 374 | 37.4 | 40.9085 | 0 | 42 | 0
|  |  |  | 0.372 | 266.9778 | 806.9778 | 11.1111 | 486.9319 | 0.06817 | 57.6392 | 57.6392 | 61.856 | 19.0972 | 40.5261 | 1 | 34657.3212 | 0.49884 | 0.013889 | 22328.1642 | 15411.0262 | [10 empty] | 2 | 2250 | FALSE | 42000 | 0 | 0.40998 | 0 |  |  |  |  | 375 | 37.5 | 40.9978 | 0 | 42 | 0
|  |  |  | 0.373 | 266.9667 | 806.9667 | 11.1111 | 486.9522 | 0.068173 | 57.5533 | 57.5533 | 61.764 | 19.0545 | 40.4587 | 1 | 34617.1055 | 0.49884 | 0.013889 | 22294.2411 | 15376.3689 | [10 empty] | 2 | 2256 | FALSE | 42000 | 0 | 0.41087 | 0 |  |  |  |  | 376 | 37.6 | 41.0871 | 0 | 42 | 0
|  |  |  | 0.374 | 266.9556 | 806.9556 | 11.1111 | 486.9724 | 0.068176 | 57.4675 | 57.4675 | 61.6721 | 19.0119 | 40.3914 | 1 | 34576.9344 | 0.49884 | 0.013889 | 22260.3573 | 15341.7518 | [10 empty] | 2 | 2262 | FALSE | 42000 | 0 | 0.41176 | 0 |  |  |  |  | 377 | 37.7 | 41.1764 | 0 | 42 | 0
|  |  |  | 0.375 | 266.9444 | 806.9444 | 11.1111 | 486.9927 | 0.068179 | 57.3818 | 57.3818 | 61.5803 | 18.9693 | 40.3241 | 1 | 34536.8078 | 0.49884 | 0.013889 | 22226.513 | 15307.1748 | [10 empty] | 2 | 2268 | FALSE | 42000 | 0 | 0.41266 | 0 |  |  |  |  | 378 | 37.8 | 41.2657 | 0 | 42 | 0
|  |  |  | 0.376 | 266.9333 | 806.9333 | 11.1111 | 487.013 | 0.068182 | 57.2961 | 57.2961 | 61.4885 | 18.9268 | 40.2569 | 1 | 34496.7259 | 0.49884 | 0.013889 | 22192.708 | 15272.638 | [10 empty] | 2 | 2274 | FALSE | 42000 | 0 | 0.41355 | 0 |  |  |  |  | 379 | 37.9 | 41.355 | 0 | 42 | 0
|  |  |  | 0.377 | 266.9222 | 806.9222 | 11.1111 | 487.0333 | 0.068185 | 57.2106 | 57.2106 | 61.3969 | 18.8843 | 40.1898 | 1 | 34456.6884 | 0.49884 | 0.013889 | 22158.9423 | 15238.1413 | [10 empty] | 2 | 2280 | FALSE | 42000 | 0 | 0.41444 | 0 |  |  |  |  | 380 | 38 | 41.4442 | 0 | 42 | 0
|  |  |  | 0.378 | 266.9111 | 806.9111 | 11.1111 | 487.0535 | 0.068187 | 57.1252 | 57.1252 | 61.3054 | 18.8418 | 40.1228 | 1 | 34416.6954 | 0.49884 | 0.013889 | 22125.2158 | 15203.6846 | [10 empty] | 2 | 2286 | FALSE | 42000 | 0 | 0.41534 | 0 |  |  |  |  | 381 | 38.1 | 41.5335 | 0 | 42 | 0
|  |  |  | 0.379 | 266.9 | 806.9 | 11.1111 | 487.0738 | 0.06819 | 57.0398 | 57.0398 | 61.214 | 18.7994 | 40.0558 | 1 | 34376.7467 | 0.49884 | 0.013889 | 22091.5286 | 15169.2679 | [10 empty] | 2 | 2292 | FALSE | 42000 | 0 | 0.41623 | 0 |  |  |  |  | 382 | 38.2 | 41.6228 | 0 | 42 | 0
|  |  |  | 0.38 | 266.8889 | 806.8889 | 11.1111 | 487.0941 | 0.068193 | 56.9546 | 56.9546 | 61.1227 | 18.7571 | 39.989 | 1 | 34336.8425 | 0.49884 | 0.013889 | 22057.8805 | 15134.8912 | [10 empty] | 2 | 2298 | FALSE | 42000 | 0 | 0.41712 | 0 |  |  |  |  | 383 | 38.3 | 41.7121 | 0 | 42 | 0
|  |  |  | 0.381 | 266.8778 | 806.8778 | 11.1111 | 487.1144 | 0.068196 | 56.8694 | 56.8694 | 61.0316 | 18.7148 | 39.9222 | 1 | 34296.9825 | 0.49884 | 0.013889 | 22024.2715 | 15100.5543 | [10 empty] | 2 | 2304 | FALSE | 42000 | 0 | 0.41801 | 0 |  |  |  |  | 384 | 38.4 | 41.8014 | 0 | 42 | 0
|  |  |  | 0.382 | 266.8667 | 806.8667 | 11.1111 | 487.1346 | 0.068199 | 56.7844 | 56.7844 | 60.9405 | 18.6725 | 39.8554 | 1 | 34257.1668 | 0.49884 | 0.013889 | 21990.7016 | 15066.2574 | [10 empty] | 2 | 2310 | FALSE | 42000 | 0 | 0.41891 | 0 |  |  |  |  | 385 | 38.5 | 41.8907 | 0 | 42 | 0
|  |  |  | 0.383 | 266.8556 | 806.8556 | 11.1111 | 487.1549 | 0.068202 | 56.6994 | 56.6994 | 60.8495 | 18.6303 | 39.7888 | 1 | 34217.3953 | 0.49884 | 0.013889 | 21957.1708 | 15032.0002 | [10 empty] | 2 | 2316 | FALSE | 42000 | 0 | 0.4198 | 0 |  |  |  |  | 386 | 38.6 | 41.98 | 0 | 42 | 0
|  |  |  | 0.384 | 266.8444 | 806.8444 | 11.1111 | 487.1752 | 0.068205 | 56.6146 | 56.6146 | 60.7586 | 18.5882 | 39.7222 | 1 | 34177.6679 | 0.49884 | 0.013889 | 21923.6789 | 14997.7828 | [10 empty] | 2 | 2322 | FALSE | 42000 | 0 | 0.42069 | 0 |  |  |  |  | 387 | 38.7 | 42.0692 | 0 | 42 | 0
|  |  |  | 0.385 | 266.8333 | 806.8333 | 11.1111 | 487.1955 | 0.068207 | 56.5298 | 56.5298 | 60.6678 | 18.5461 | 39.6557 | 1 | 34137.9847 | 0.49884 | 0.013889 | 21890.226 | 14963.6051 | [10 empty] | 2 | 2328 | FALSE | 42000 | 0 | 0.42159 | 0 |  |  |  |  | 388 | 38.8 | 42.1585 | 0 | 42 | 0
|  |  |  | 0.386 | 266.8222 | 806.8222 | 11.1111 | 487.2158 | 0.06821 | 56.4451 | 56.4451 | 60.5771 | 18.504 | 39.5893 | 1 | 34098.3456 | 0.49884 | 0.013889 | 21856.812 | 14929.4671 | [10 empty] | 2 | 2334 | FALSE | 42000 | 0 | 0.42248 | 0 |  |  |  |  | 389 | 38.9 | 42.2478 | 0 | 42 | 0
|  |  |  | 0.387 | 266.8111 | 806.8111 | 11.1111 | 487.2361 | 0.068213 | 56.3606 | 56.3606 | 60.4865 | 18.462 | 39.5229 | 1 | 34058.7504 | 0.49884 | 0.013889 | 21823.4369 | 14895.3688 | [10 empty] | 2 | 2340 | FALSE | 42000 | 0 | 0.42337 | 0 |  |  |  |  | 390 | 39 | 42.3371 | 0 | 42 | 0
|  |  |  | 0.388 | 266.8 | 806.8 | 11.1111 | 487.2564 | 0.068216 | 56.2761 | 56.2761 | 60.3961 | 18.4201 | 39.4566 | 1 | 34019.1993 | 0.49884 | 0.013889 | 21790.1006 | 14861.31 | [10 empty] | 2 | 2346 | FALSE | 42000 | 0 | 0.42426 | 0 |  |  |  |  | 391 | 39.1 | 42.4264 | 0 | 42 | 0
|  |  |  | 0.389 | 266.7889 | 806.7889 | 11.1111 | 487.2767 | 0.068219 | 56.1917 | 56.1917 | 60.3057 | 18.3782 | 39.3904 | 1 | 33979.6921 | 0.49884 | 0.013889 | 21756.803 | 14827.2908 | [10 empty] | 2 | 2352 | FALSE | 42000 | 0 | 0.42516 | 0 |  |  |  |  | 392 | 39.2 | 42.5157 | 0 | 42 | 0
|  |  |  | 0.39 | 266.7778 | 806.7778 | 11.1111 | 487.297 | 0.068222 | 56.1074 | 56.1074 | 60.2154 | 18.3363 | 39.3243 | 1 | 33940.2287 | 0.49884 | 0.013889 | 21723.5442 | 14793.3112 | [10 empty] | 2 | 2358 | FALSE | 42000 | 0 | 0.42605 | 0 |  |  |  |  | 393 | 39.3 | 42.605 | 0 | 42 | 0
|  |  |  | 0.391 | 266.7667 | 806.7667 | 11.1111 | 487.3173 | 0.068224 | 56.0232 | 56.0232 | 60.1252 | 18.2945 | 39.2583 | 1 | 33900.8092 | 0.49884 | 0.013889 | 21690.3241 | 14759.3709 | [10 empty] | 2 | 2364 | FALSE | 42000 | 0 | 0.42694 | 0 |  |  |  |  | 394 | 39.4 | 42.6942 | 0 | 42 | 0
|  |  |  | 0.392 | 266.7556 | 806.7556 | 11.1111 | 487.3376 | 0.068227 | 55.9391 | 55.9391 | 60.0352 | 18.2527 | 39.1923 | 1 | 33861.4335 | 0.49884 | 0.013889 | 21657.1426 | 14725.4701 | [10 empty] | 2 | 2370 | FALSE | 42000 | 0 | 0.42784 | 0 |  |  |  |  | 395 | 39.5 | 42.7835 | 0 | 42 | 0
|  |  |  | 0.393 | 266.7444 | 806.7444 | 11.1111 | 487.3579 | 0.06823 | 55.8551 | 55.8551 | 59.9452 | 18.211 | 39.1264 | 1 | 33822.1015 | 0.49884 | 0.013889 | 21623.9998 | 14691.6087 | [10 empty] | 2 | 2376 | FALSE | 42000 | 0 | 0.42873 | 0 |  |  |  |  | 396 | 39.6 | 42.8728 | 0 | 42 | 0
|  |  |  | 0.394 | 266.7333 | 806.7333 | 11.1111 | 487.3782 | 0.068233 | 55.7712 | 55.7712 | 59.8553 | 18.1693 | 39.0606 | 1 | 33782.8132 | 0.49884 | 0.013889 | 21590.8955 | 14657.7866 | [10 empty] | 2 | 2382 | FALSE | 42000 | 0 | 0.42962 | 0 |  |  |  |  | 397 | 39.7 | 42.9621 | 0 | 42 | 0
|  |  |  | 0.395 | 266.7222 | 806.7222 | 11.1111 | 487.3985 | 0.068236 | 55.6874 | 55.6874 | 59.7655 | 18.1277 | 38.9948 | 1 | 33743.5686 | 0.49884 | 0.013889 | 21557.8297 | 14624.0038 | [10 empty] | 2 | 2388 | FALSE | 42000 | 0 | 0.43051 | 0 |  |  |  |  | 398 | 39.8 | 43.0514 | 0 | 42 | 0
|  |  |  | 0.396 | 266.7111 | 806.7111 | 11.1111 | 487.4188 | 0.068239 | 55.6037 | 55.6037 | 59.6759 | 18.0861 | 38.9291 | 1 | 33704.3676 | 0.49884 | 0.013889 | 21524.8023 | 14590.2602 | [10 empty] | 2 | 2394 | FALSE | 42000 | 0 | 0.43141 | 0 |  |  |  |  | 399 | 39.9 | 43.1407 | 0 | 42 | 0
|  |  |  | 0.397 | 266.7 | 806.7 | 11.1111 | 487.4391 | 0.068241 | 55.5201 | 55.5201 | 59.5863 | 18.0446 | 38.8635 | 1 | 33665.2101 | 0.49884 | 0.013889 | 21491.8135 | 14556.5558 | [10 empty] | 2 | 2400 | FALSE | 42000 | 0 | 0.4323 | 0 |  |  |  |  | 400 | 40 | 43.23 | 0 | 42 | 0
|  |  |  | 0.398 | 266.6889 | 806.6889 | 11.1111 | 487.4594 | 0.068244 | 55.4365 | 55.4365 | 59.4968 | 18.0031 | 38.798 | 1 | 33626.0962 | 0.49884 | 0.013889 | 21458.863 | 14522.8906 | [10 empty] | 2 | 2406 | FALSE | 42000 | 0 | 0.43319 | 0 |  |  |  |  | 401 | 40.1 | 43.3192 | 0 | 42 | 0
|  |  |  | 0.399 | 266.6778 | 806.6778 | 11.1111 | 487.4797 | 0.068247 | 55.3531 | 55.3531 | 59.4075 | 17.9617 | 38.7325 | 1 | 33587.0257 | 0.49884 | 0.013889 | 21425.9508 | 14489.2645 | [10 empty] | 2 | 2412 | FALSE | 42000 | 0 | 0.43409 | 0 |  |  |  |  | 402 | 40.2 | 43.4085 | 0 | 42 | 0
|  |  |  | 0.4 | 266.6667 | 806.6667 | 11.1111 | 487.5 | 0.06825 | 55.2697 | 55.2697 | 59.3182 | 17.9203 | 38.6672 | 1 | 33547.9986 | 0.49884 | 0.013889 | 21393.077 | 14455.6775 | [10 empty] | 2 | 2418 | FALSE | 42000 | 0 | 0.43498 | 0 |  |  |  |  | 403 | 40.3 | 43.4978 | 0 | 42 | 0
|  |  |  | 0.401 | 266.6556 | 806.6556 | 11.1111 | 487.5203 | 0.068253 | 55.1865 | 55.1865 | 59.2291 | 17.8789 | 38.6018 | 1 | 33509.0149 | 0.49884 | 0.013889 | 21360.2414 | 14422.1295 | [10 empty] | 2 | 2424 | FALSE | 42000 | 0 | 0.43587 | 0 |  |  |  |  | 404 | 40.4 | 43.5871 | 0 | 42 | 0
|  |  |  | 0.402 | 266.6444 | 806.6444 | 11.1111 | 487.5406 | 0.068256 | 55.1033 | 55.1033 | 59.14 | 17.8376 | 38.5366 | 1 | 33470.0745 | 0.49884 | 0.013889 | 21327.444 | 14388.6205 | [10 empty] | 2 | 2430 | FALSE | 42000 | 0 | 0.43676 | 0 |  |  |  |  | 405 | 40.5 | 43.6764 | 0 | 42 | 0
|  |  |  | 0.403 | 266.6333 | 806.6333 | 11.1111 | 487.5609 | 0.068259 | 55.0203 | 55.0203 | 59.051 | 17.7964 | 38.4714 | 1 | 33431.1774 | 0.49884 | 0.013889 | 21294.6848 | 14355.1504 | [10 empty] | 2 | 2436 | FALSE | 42000 | 0 | 0.43766 | 0 |  |  |  |  | 406 | 40.6 | 43.7657 | 0 | 42 | 0
|  |  |  | 0.404 | 266.6222 | 806.6222 | 11.1111 | 487.5813 | 0.068261 | 54.9373 | 54.9373 | 58.9622 | 17.7552 | 38.4064 | 1 | 33392.3235 | 0.49884 | 0.013889 | 21261.9638 | 14321.7192 | [10 empty] | 2 | 2442 | FALSE | 42000 | 0 | 0.43855 | 0 |  |  |  |  | 407 | 40.7 | 43.855 | 0 | 42 | 0
|  |  |  | 0.405 | 266.6111 | 806.6111 | 11.1111 | 487.6016 | 0.068264 | 54.8544 | 54.8544 | 58.8734 | 17.714 | 38.3413 | 1 | 33353.5128 | 0.49884 | 0.013889 | 21229.2808 | 14288.3269 | [10 empty] | 2 | 2448 | FALSE | 42000 | 0 | 0.43944 | 0 |  |  |  |  | 408 | 40.8 | 43.9442 | 0 | 42 | 0
|  |  |  | 0.406 | 266.6 | 806.6 | 11.1111 | 487.6219 | 0.068267 | 54.7717 | 54.7717 | 58.7847 | 17.6729 | 38.2764 | 1 | 33314.7453 | 0.49884 | 0.013889 | 21196.6359 | 14254.9734 | [10 empty] | 2 | 2454 | FALSE | 42000 | 0 | 0.44034 | 0 |  |  |  |  | 409 | 40.9 | 44.0335 | 0 | 42 | 0
|  |  |  | 0.407 | 266.5889 | 806.5889 | 11.1111 | 487.6422 | 0.06827 | 54.689 | 54.689 | 58.6962 | 17.6319 | 38.2115 | 1 | 33276.0208 | 0.49884 | 0.013889 | 21164.029 | 14221.6587 | [10 empty] | 2 | 2460 | FALSE | 42000 | 0 | 0.44123 | 0 |  |  |  |  | 410 | 41 | 44.1228 | 0 | 42 | 0
|  |  |  | 0.408 | 266.5778 | 806.5778 | 11.1111 | 487.6626 | 0.068273 | 54.6064 | 54.6064 | 58.6077 | 17.5908 | 38.1467 | 1 | 33237.3394 | 0.49884 | 0.013889 | 21131.46 | 14188.3826 | [10 empty] | 2 | 2466 | FALSE | 42000 | 0 | 0.44212 | 0 |  |  |  |  | 411 | 41.1 | 44.2121 | 0 | 42 | 0
|  |  |  | 0.409 | 266.5667 | 806.5667 | 11.1111 | 487.6829 | 0.068276 | 54.5239 | 54.5239 | 58.5193 | 17.5499 | 38.082 | 1 | 33198.701 | 0.49884 | 0.013889 | 21098.929 | 14155.1453 | [10 empty] | 2 | 2472 | FALSE | 42000 | 0 | 0.44301 | 0 |  |  |  |  | 412 | 41.2 | 44.3014 | 0 | 42 | 0
|  |  |  | 0.41 | 266.5556 | 806.5556 | 11.1111 | 487.7032 | 0.068278 | 54.4415 | 54.4415 | 58.4311 | 17.509 | 38.0174 | 1 | 33160.1055 | 0.49884 | 0.013889 | 21066.4359 | 14121.9466 | [10 empty] | 2 | 2478 | FALSE | 42000 | 0 | 0.44391 | 0 |  |  |  |  | 413 | 41.3 | 44.3907 | 0 | 42 | 0
|  |  |  | 0.411 | 266.5444 | 806.5444 | 11.1111 | 487.7235 | 0.068281 | 54.3592 | 54.3592 | 58.3429 | 17.4681 | 37.9528 | 1 | 33121.553 | 0.49884 | 0.013889 | 21033.9805 | 14088.7865 | [10 empty] | 2 | 2484 | FALSE | 42000 | 0 | 0.4448 | 0 |  |  |  |  | 414 | 41.4 | 44.48 | 0 | 42 | 0
|  |  |  | 0.412 | 266.5333 | 806.5333 | 11.1111 | 487.7439 | 0.068284 | 54.277 | 54.277 | 58.2548 | 17.4273 | 37.8883 | 1 | 33083.0433 | 0.49884 | 0.013889 | 21001.563 | 14055.6649 | [10 empty] | 2 | 2490 | FALSE | 42000 | 0 | 0.44569 | 0 |  |  |  |  | 415 | 41.5 | 44.5692 | 0 | 42 | 0
|  |  |  | 0.413 | 266.5222 | 806.5222 | 11.1111 | 487.7642 | 0.068287 | 54.1948 | 54.1948 | 58.1669 | 17.3865 | 37.8239 | 1 | 33044.5765 | 0.49884 | 0.013889 | 20969.1833 | 14022.5819 | [10 empty] | 2 | 2496 | FALSE | 42000 | 0 | 0.44659 | 0 |  |  |  |  | 416 | 41.6 | 44.6585 | 0 | 42 | 0
|  |  |  | 0.414 | 266.5111 | 806.5111 | 11.1111 | 487.7845 | 0.06829 | 54.1128 | 54.1128 | 58.079 | 17.3457 | 37.7595 | 1 | 33006.1524 | 0.49884 | 0.013889 | 20936.8412 | 13989.5373 | [10 empty] | 2 | 2502 | FALSE | 42000 | 0 | 0.44748 | 0 |  |  |  |  | 417 | 41.7 | 44.7478 | 0 | 42 | 0
|  |  |  | 0.415 | 266.5 | 806.5 | 11.1111 | 487.8049 | 0.068293 | 54.0309 | 54.0309 | 57.9912 | 17.3051 | 37.6952 | 1 | 32967.771 | 0.49884 | 0.013889 | 20904.5369 | 13956.5312 | [10 empty] | 2 | 2508 | FALSE | 42000 | 0 | 0.44837 | 0 |  |  |  |  | 418 | 41.8 | 44.8371 | 0 | 42 | 0
|  |  |  | 0.416 | 266.4889 | 806.4889 | 11.1111 | 487.8252 | 0.068296 | 53.949 | 53.949 | 57.9036 | 17.2644 | 37.631 | 1 | 32929.4323 | 0.49884 | 0.013889 | 20872.2701 | 13923.5634 | [10 empty] | 2 | 2514 | FALSE | 42000 | 0 | 0.44926 | 0 |  |  |  |  | 419 | 41.9 | 44.9264 | 0 | 42 | 0
|  |  |  | 0.417 | 266.4778 | 806.4778 | 11.1111 | 487.8456 | 0.068298 | 53.8672 | 53.8672 | 57.816 | 17.2238 | 37.5669 | 1 | 32891.1363 | 0.49884 | 0.013889 | 20840.0409 | 13890.634 | [10 empty] | 2 | 2520 | FALSE | 42000 | 0 | 0.45016 | 0 |  |  |  |  | 420 | 42 | 45.0157 | 0 | 42 | 0
|  |  |  | 0.418 | 266.4667 | 806.4667 | 11.1111 | 487.8659 | 0.068301 | 53.7856 | 53.7856 | 57.7285 | 17.1833 | 37.5028 | 1 | 32852.8829 | 0.49884 | 0.013889 | 20807.8493 | 13857.7428 | [10 empty] | 2 | 2526 | FALSE | 42000 | 0 | 0.45105 | 0 |  |  |  |  | 421 | 42.1 | 45.105 | 0 | 42 | 0
|  |  |  | 0.419 | 266.4556 | 806.4556 | 11.1111 | 487.8862 | 0.068304 | 53.704 | 53.704 | 57.6411 | 17.1428 | 37.4388 | 1 | 32814.6719 | 0.49884 | 0.013889 | 20775.6952 | 13824.8899 | [10 empty] | 2 | 2532 | FALSE | 42000 | 0 | 0.45194 | 0 |  |  |  |  | 422 | 42.2 | 45.1942 | 0 | 42 | 0
|  |  |  | 0.42 | 266.4444 | 806.4444 | 11.1111 | 487.9066 | 0.068307 | 53.6225 | 53.6225 | 57.5539 | 17.1023 | 37.3749 | 1 | 32776.5035 | 0.49884 | 0.013889 | 20743.5785 | 13792.0753 | [10 empty] | 2 | 2538 | FALSE | 42000 | 0 | 0.45284 | 0 |  |  |  |  | 423 | 42.3 | 45.2835 | 0 | 42 | 0
|  |  |  | 0.421 | 266.4333 | 806.4333 | 11.1111 | 487.9269 | 0.06831 | 53.5411 | 53.5411 | 57.4667 | 17.0619 | 37.3111 | 1 | 32738.3776 | 0.49884 | 0.013889 | 20711.4993 | 13759.2988 | [10 empty] | 2 | 2544 | FALSE | 42000 | 0 | 0.45373 | 0 |  |  |  |  | 424 | 42.4 | 45.3728 | 0 | 42 | 0
|  |  |  | 0.422 | 266.4222 | 806.4222 | 11.1111 | 487.9473 | 0.068313 | 53.4598 | 53.4598 | 57.3796 | 17.0216 | 37.2473 | 1 | 32700.2941 | 0.49884 | 0.013889 | 20679.4574 | 13726.5604 | [10 empty] | 2 | 2550 | FALSE | 42000 | 0 | 0.45462 | 0 |  |  |  |  | 425 | 42.5 | 45.4621 | 0 | 42 | 0
|  |  |  | 0.423 | 266.4111 | 806.4111 | 11.1111 | 487.9676 | 0.068315 | 53.3786 | 53.3786 | 57.2926 | 16.9812 | 37.1836 | 1 | 32662.2529 | 0.49884 | 0.013889 | 20647.4529 | 13693.8601 | [10 empty] | 2 | 2556 | FALSE | 42000 | 0 | 0.45551 | 0 |  |  |  |  | 426 | 42.6 | 45.5514 | 0 | 42 | 0
|  |  |  | 0.424 | 266.4 | 806.4 | 11.1111 | 487.988 | 0.068318 | 53.2975 | 53.2975 | 57.2057 | 16.941 | 37.12 | 1 | 32624.254 | 0.49884 | 0.013889 | 20615.4857 | 13661.1978 | [10 empty] | 2 | 2562 | FALSE | 42000 | 0 | 0.45641 | 0 |  |  |  |  | 427 | 42.7 | 45.6407 | 0 | 42 | 0
|  |  |  | 0.425 | 266.3889 | 806.3889 | 11.1111 | 488.0083 | 0.068321 | 53.2165 | 53.2165 | 57.1189 | 16.9007 | 37.0564 | 1 | 32586.2974 | 0.49884 | 0.013889 | 20583.5557 | 13628.5736 | [10 empty] | 2 | 2568 | FALSE | 42000 | 0 | 0.4573 | 0 |  |  |  |  | 428 | 42.8 | 45.73 | 0 | 42 | 0
|  |  |  | 0.426 | 266.3778 | 806.3778 | 11.1111 | 488.0287 | 0.068324 | 53.1356 | 53.1356 | 57.0323 | 16.8606 | 36.9929 | 1 | 32548.3831 | 0.49884 | 0.013889 | 20551.6629 | 13595.9873 | [10 empty] | 2 | 2574 | FALSE | 42000 | 0 | 0.45819 | 0 |  |  |  |  | 429 | 42.9 | 45.8192 | 0 | 42 | 0
|  |  |  | 0.427 | 266.3667 | 806.3667 | 11.1111 | 488.0491 | 0.068327 | 53.0547 | 53.0547 | 56.9457 | 16.8204 | 36.9295 | 1 | 32510.5109 | 0.49884 | 0.013889 | 20519.8073 | 13563.4389 | [10 empty] | 2 | 2580 | FALSE | 42000 | 0 | 0.45909 | 0 |  |  |  |  | 430 | 43 | 45.9085 | 0 | 42 | 0
|  |  |  | 0.428 | 266.3556 | 806.3556 | 11.1111 | 488.0694 | 0.06833 | 52.974 | 52.974 | 56.8592 | 16.7803 | 36.8661 | 1 | 32472.6809 | 0.49884 | 0.013889 | 20487.9888 | 13530.9284 | [10 empty] | 2 | 2586 | FALSE | 42000 | 0 | 0.45998 | 0 |  |  |  |  | 431 | 43.1 | 45.9978 | 0 | 42 | 0
|  |  |  | 0.429 | 266.3444 | 806.3444 | 11.1111 | 488.0898 | 0.068333 | 52.8933 | 52.8933 | 56.7728 | 16.7403 | 36.8029 | 1 | 32434.8929 | 0.49884 | 0.013889 | 20456.2074 | 13498.4557 | [10 empty] | 2 | 2592 | FALSE | 42000 | 0 | 0.46087 | 0 |  |  |  |  | 432 | 43.2 | 46.0871 | 0 | 42 | 0
|  |  |  | 0.43 | 266.3333 | 806.3333 | 11.1111 | 488.1101 | 0.068335 | 52.8128 | 52.8128 | 56.6865 | 16.7003 | 36.7397 | 1 | 32397.147 | 0.49884 | 0.013889 | 20424.4631 | 13466.0208 | [10 empty] | 2 | 2598 | FALSE | 42000 | 0 | 0.46176 | 0 |  |  |  |  | 433 | 43.3 | 46.1764 | 0 | 42 | 0
|  |  |  | 0.431 | 266.3222 | 806.3222 | 11.1111 | 488.1305 | 0.068338 | 52.7323 | 52.7323 | 56.6003 | 16.6604 | 36.6765 | 1 | 32359.4432 | 0.49884 | 0.013889 | 20392.7557 | 13433.6237 | [10 empty] | 2 | 2604 | FALSE | 42000 | 0 | 0.46266 | 0 |  |  |  |  | 434 | 43.4 | 46.2657 | 0 | 42 | 0
|  |  |  | 0.432 | 266.3111 | 806.3111 | 11.1111 | 488.1509 | 0.068341 | 52.6519 | 52.6519 | 56.5142 | 16.6205 | 36.6135 | 1 | 32321.7812 | 0.49884 | 0.013889 | 20361.0854 | 13401.2642 | [10 empty] | 2 | 2610 | FALSE | 42000 | 0 | 0.46355 | 0 |  |  |  |  | 435 | 43.5 | 46.355 | 0 | 42 | 0
|  |  |  | 0.433 | 266.3 | 806.3 | 11.1111 | 488.1712 | 0.068344 | 52.5716 | 52.5716 | 56.4282 | 16.5806 | 36.5505 | 1 | 32284.1612 | 0.49884 | 0.013889 | 20329.4519 | 13368.9425 | [10 empty] | 2 | 2616 | FALSE | 42000 | 0 | 0.46444 | 0 |  |  |  |  | 436 | 43.6 | 46.4442 | 0 | 42 | 0
|  |  |  | 0.434 | 266.2889 | 806.2889 | 11.1111 | 488.1916 | 0.068347 | 52.4914 | 52.4914 | 56.3423 | 16.5408 | 36.4876 | 1 | 32246.5831 | 0.49884 | 0.013889 | 20297.8553 | 13336.6583 | [10 empty] | 2 | 2622 | FALSE | 42000 | 0 | 0.46534 | 0 |  |  |  |  | 437 | 43.7 | 46.5335 | 0 | 42 | 0
|  |  |  | 0.435 | 266.2778 | 806.2778 | 11.1111 | 488.212 | 0.06835 | 52.4113 | 52.4113 | 56.2564 | 16.501 | 36.4247 | 1 | 32209.0467 | 0.49884 | 0.013889 | 20266.2956 | 13304.4117 | [10 empty] | 2 | 2628 | FALSE | 42000 | 0 | 0.46623 | 0 |  |  |  |  | 438 | 43.8 | 46.6228 | 0 | 42 | 0
|  |  |  | 0.436 | 266.2667 | 806.2667 | 11.1111 | 488.2323 | 0.068353 | 52.3313 | 52.3313 | 56.1707 | 16.4613 | 36.362 | 1 | 32171.5522 | 0.49884 | 0.013889 | 20234.7726 | 13272.2027 | [10 empty] | 2 | 2634 | FALSE | 42000 | 0 | 0.46712 | 0 |  |  |  |  | 439 | 43.9 | 46.7121 | 0 | 42 | 0
|  |  |  | 0.437 | 266.2556 | 806.2556 | 11.1111 | 488.2527 | 0.068355 | 52.2514 | 52.2514 | 56.0851 | 16.4216 | 36.2993 | 1 | 32134.0994 | 0.49884 | 0.013889 | 20203.2865 | 13240.0311 | [10 empty] | 2 | 2640 | FALSE | 42000 | 0 | 0.46801 | 0 |  |  |  |  | 440 | 44 | 46.8014 | 0 | 42 | 0
|  |  |  | 0.438 | 266.2444 | 806.2444 | 11.1111 | 488.2731 | 0.068358 | 52.1715 | 52.1715 | 55.9996 | 16.382 | 36.2366 | 1 | 32096.6883 | 0.49884 | 0.013889 | 20171.837 | 13207.897 | [10 empty] | 2 | 2646 | FALSE | 42000 | 0 | 0.46891 | 0 |  |  |  |  | 441 | 44.1 | 46.8907 | 0 | 42 | 0
|  |  |  | 0.439 | 266.2333 | 806.2333 | 11.1111 | 488.2935 | 0.068361 | 52.0918 | 52.0918 | 55.9141 | 16.3424 | 36.1741 | 1 | 32059.3188 | 0.49884 | 0.013889 | 20140.4242 | 13175.8003 | [10 empty] | 2 | 2652 | FALSE | 42000 | 0 | 0.4698 | 0 |  |  |  |  | 442 | 44.2 | 46.98 | 0 | 42 | 0
|  |  |  | 0.44 | 266.2222 | 806.2222 | 11.1111 | 488.3139 | 0.068364 | 52.0121 | 52.0121 | 55.8288 | 16.3029 | 36.1116 | 1 | 32021.9909 | 0.49884 | 0.013889 | 20109.048 | 13143.741 | [10 empty] | 2 | 2658 | FALSE | 42000 | 0 | 0.47069 | 0 |  |  |  |  | 443 | 44.3 | 47.0692 | 0 | 42 | 0
|  |  |  | 0.441 | 266.2111 | 806.2111 | 11.1111 | 488.3342 | 0.068367 | 51.9326 | 51.9326 | 55.7436 | 16.2634 | 36.0492 | 1 | 31984.7046 | 0.49884 | 0.013889 | 20077.7085 | 13111.719 | [10 empty] | 2 | 2664 | FALSE | 42000 | 0 | 0.47159 | 0 |  |  |  |  | 444 | 44.4 | 47.1585 | 0 | 42 | 0
|  |  |  | 0.442 | 266.2 | 806.2 | 11.1111 | 488.3546 | 0.06837 | 51.8531 | 51.8531 | 55.6584 | 16.2239 | 35.9868 | 1 | 31947.4598 | 0.49884 | 0.013889 | 20046.4055 | 13079.7343 | [10 empty] | 2 | 2670 | FALSE | 42000 | 0 | 0.47248 | 0 |  |  |  |  | 445 | 44.5 | 47.2478 | 0 | 42 | 0
|  |  |  | 0.443 | 266.1889 | 806.1889 | 11.1111 | 488.375 | 0.068373 | 51.7737 | 51.7737 | 55.5734 | 16.1845 | 35.9246 | 1 | 31910.2565 | 0.49884 | 0.013889 | 20015.139 | 13047.7868 | [10 empty] | 2 | 2676 | FALSE | 42000 | 0 | 0.47337 | 0 |  |  |  |  | 446 | 44.6 | 47.3371 | 0 | 42 | 0
|  |  |  | 0.444 | 266.1778 | 806.1778 | 11.1111 | 488.3954 | 0.068375 | 51.6944 | 51.6944 | 55.4884 | 16.1452 | 35.8623 | 1 | 31873.0946 | 0.49884 | 0.013889 | 19983.9089 | 13015.8766 | [10 empty] | 2 | 2682 | FALSE | 42000 | 0 | 0.47426 | 0 |  |  |  |  | 447 | 44.7 | 47.4264 | 0 | 42 | 0
|  |  |  | 0.445 | 266.1667 | 806.1667 | 11.1111 | 488.4158 | 0.068378 | 51.6152 | 51.6152 | 55.4036 | 16.1059 | 35.8002 | 1 | 31835.974 | 0.49884 | 0.013889 | 19952.7153 | 12984.0035 | [10 empty] | 2 | 2688 | FALSE | 42000 | 0 | 0.47516 | 0 |  |  |  |  | 448 | 44.8 | 47.5157 | 0 | 42 | 0
|  |  |  | 0.446 | 266.1556 | 806.1556 | 11.1111 | 488.4362 | 0.068381 | 51.5361 | 51.5361 | 55.3188 | 16.0666 | 35.7381 | 1 | 31798.8949 | 0.49884 | 0.013889 | 19921.5581 | 12952.1675 | [10 empty] | 2 | 2694 | FALSE | 42000 | 0 | 0.47605 | 0 |  |  |  |  | 449 | 44.9 | 47.605 | 0 | 42 | 0
|  |  |  | 0.447 | 266.1444 | 806.1444 | 11.1111 | 488.4566 | 0.068384 | 51.4571 | 51.4571 | 55.2342 | 16.0274 | 35.6761 | 1 | 31761.857 | 0.49884 | 0.013889 | 19890.4372 | 12920.3686 | [10 empty] | 2 | 2700 | FALSE | 42000 | 0 | 0.47694 | 0 |  |  |  |  | 450 | 45 | 47.6942 | 0 | 42 | 0
|  |  |  | 0.448 | 266.1333 | 806.1333 | 11.1111 | 488.477 | 0.068387 | 51.3781 | 51.3781 | 55.1496 | 15.9882 | 35.6142 | 1 | 31724.8603 | 0.49884 | 0.013889 | 19859.3527 | 12888.6068 | [10 empty] | 2 | 2706 | FALSE | 42000 | 0 | 0.47784 | 0 |  |  |  |  | 451 | 45.1 | 47.7835 | 0 | 42 | 0
|  |  |  | 0.449 | 266.1222 | 806.1222 | 11.1111 | 488.4973 | 0.06839 | 51.2993 | 51.2993 | 55.0651 | 15.949 | 35.5524 | 1 | 31687.9048 | 0.49884 | 0.013889 | 19828.3044 | 12856.8819 | [10 empty] | 2 | 2712 | FALSE | 42000 | 0 | 0.47873 | 0 |  |  |  |  | 452 | 45.2 | 47.8728 | 0 | 42 | 0
|  |  |  | 0.45 | 266.1111 | 806.1111 | 11.1111 | 488.5177 | 0.068392 | 51.2205 | 51.2205 | 54.9808 | 15.91 | 35.4906 | 1 | 31650.9906 | 0.49884 | 0.013889 | 19797.2923 | 12825.194 | [10 empty] | 2 | 2718 | FALSE | 42000 | 0 | 0.47962 | 0 |  |  |  |  | 453 | 45.3 | 47.9621 | 0 | 42 | 0
|  |  |  | 0.451 | 266.1 | 806.1 | 11.1111 | 488.5381 | 0.068395 | 51.1418 | 51.1418 | 54.8965 | 15.8709 | 35.4289 | 1 | 31614.1174 | 0.49884 | 0.013889 | 19766.3165 | 12793.543 | [10 empty] | 2 | 2724 | FALSE | 42000 | 0 | 0.48051 | 0 |  |  |  |  | 454 | 45.4 | 48.0514 | 0 | 42 | 0
|  |  |  | 0.452 | 266.0889 | 806.0889 | 11.1111 | 488.5585 | 0.068398 | 51.0632 | 51.0632 | 54.8123 | 15.8319 | 35.3672 | 1 | 31577.2853 | 0.49884 | 0.013889 | 19735.3767 | 12761.9289 | [10 empty] | 2 | 2730 | FALSE | 42000 | 0 | 0.48141 | 0 |  |  |  |  | 455 | 45.5 | 48.1407 | 0 | 42 | 0
|  |  |  | 0.453 | 266.0778 | 806.0778 | 11.1111 | 488.5789 | 0.068401 | 50.9848 | 50.9848 | 54.7282 | 15.793 | 35.3057 | 1 | 31540.4942 | 0.49884 | 0.013889 | 19704.4731 | 12730.3516 | [10 empty] | 2 | 2736 | FALSE | 42000 | 0 | 0.4823 | 0 |  |  |  |  | 456 | 45.6 | 48.23 | 0 | 42 | 0
|  |  |  | 0.454 | 266.0667 | 806.0667 | 11.1111 | 488.5993 | 0.068404 | 50.9063 | 50.9063 | 54.6442 | 15.754 | 35.2441 | 1 | 31503.7441 | 0.49884 | 0.013889 | 19673.6056 | 12698.8111 | [10 empty] | 2 | 2742 | FALSE | 42000 | 0 | 0.48319 | 0 |  |  |  |  | 457 | 45.7 | 48.3192 | 0 | 42 | 0
|  |  |  | 0.455 | 266.0556 | 806.0556 | 11.1111 | 488.6198 | 0.068407 | 50.828 | 50.828 | 54.5603 | 15.7152 | 35.1827 | 1 | 31467.0349 | 0.49884 | 0.013889 | 19642.7741 | 12667.3074 | [10 empty] | 2 | 2748 | FALSE | 42000 | 0 | 0.48409 | 0 |  |  |  |  | 458 | 45.8 | 48.4085 | 0 | 42 | 0
|  |  |  | 0.456 | 266.0444 | 806.0444 | 11.1111 | 488.6402 | 0.06841 | 50.7498 | 50.7498 | 54.4765 | 15.6764 | 35.1213 | 1 | 31430.3667 | 0.49884 | 0.013889 | 19611.9785 | 12635.8403 | [10 empty] | 2 | 2754 | FALSE | 42000 | 0 | 0.48498 | 0 |  |  |  |  | 459 | 45.9 | 48.4978 | 0 | 42 | 0
|  |  |  | 0.457 | 266.0333 | 806.0333 | 11.1111 | 488.6606 | 0.068412 | 50.6717 | 50.6717 | 54.3928 | 15.6376 | 35.06 | 1 | 31393.7393 | 0.49884 | 0.013889 | 19581.2189 | 12604.41 | [10 empty] | 2 | 2760 | FALSE | 42000 | 0 | 0.48587 | 0 |  |  |  |  | 460 | 46 | 48.5871 | 0 | 42 | 0
|  |  |  | 0.458 | 266.0222 | 806.0222 | 11.1111 | 488.681 | 0.068415 | 50.5936 | 50.5936 | 54.3092 | 15.5988 | 34.9988 | 1 | 31357.1527 | 0.49884 | 0.013889 | 19550.4952 | 12573.0162 | [10 empty] | 2 | 2766 | FALSE | 42000 | 0 | 0.48676 | 0 |  |  |  |  | 461 | 46.1 | 48.6764 | 0 | 42 | 0
|  |  |  | 0.459 | 266.0111 | 806.0111 | 11.1111 | 488.7014 | 0.068418 | 50.5156 | 50.5156 | 54.2257 | 15.5602 | 34.9377 | 1 | 31320.6068 | 0.49884 | 0.013889 | 19519.8074 | 12541.6591 | [10 empty] | 2 | 2772 | FALSE | 42000 | 0 | 0.48766 | 0 |  |  |  |  | 462 | 46.2 | 48.7657 | 0 | 42 | 0
|  |  |  | 0.46 | 266 | 806 | 11.1111 | 488.7218 | 0.068421 | 50.4378 | 50.4378 | 54.1422 | 15.5215 | 34.8766 | 1 | 31284.1017 | 0.49884 | 0.013889 | 19489.1554 | 12510.3385 | [10 empty] | 2 | 2778 | FALSE | 42000 | 0 | 0.48855 | 0 |  |  |  |  | 463 | 46.3 | 48.855 | 0 | 42 | 0
|  |  |  | 0.461 | 265.9889 | 805.9889 | 11.1111 | 488.7422 | 0.068424 | 50.36 | 50.36 | 54.0589 | 15.4829 | 34.8156 | 1 | 31247.6373 | 0.49884 | 0.013889 | 19458.5392 | 12479.0544 | [10 empty] | 2 | 2784 | FALSE | 42000 | 0 | 0.48944 | 0 |  |  |  |  | 464 | 46.4 | 48.9442 | 0 | 42 | 0
|  |  |  | 0.462 | 265.9778 | 805.9778 | 11.1111 | 488.7626 | 0.068427 | 50.2823 | 50.2823 | 53.9757 | 15.4444 | 34.7546 | 1 | 31211.2135 | 0.49884 | 0.013889 | 19427.9587 | 12447.8067 | [10 empty] | 2 | 2790 | FALSE | 42000 | 0 | 0.49034 | 0 |  |  |  |  | 465 | 46.5 | 49.0335 | 0 | 42 | 0
|  |  |  | 0.463 | 265.9667 | 805.9667 | 11.1111 | 488.7831 | 0.06843 | 50.2047 | 50.2047 | 53.8925 | 15.4058 | 34.6937 | 1 | 31174.8303 | 0.49884 | 0.013889 | 19397.414 | 12416.5955 | [10 empty] | 2 | 2796 | FALSE | 42000 | 0 | 0.49123 | 0 |  |  |  |  | 466 | 46.6 | 49.1228 | 0 | 42 | 0
|  |  |  | 0.464 | 265.9556 | 805.9556 | 11.1111 | 488.8035 | 0.068432 | 50.1272 | 50.1272 | 53.8095 | 15.3674 | 34.6329 | 1 | 31138.4876 | 0.49884 | 0.013889 | 19366.9049 | 12385.4207 | [10 empty] | 2 | 2802 | FALSE | 42000 | 0 | 0.49212 | 0 |  |  |  |  | 467 | 46.7 | 49.2121 | 0 | 42 | 0
|  |  |  | 0.465 | 265.9444 | 805.9444 | 11.1111 | 488.8239 | 0.068435 | 50.0497 | 50.0497 | 53.7265 | 15.329 | 34.5722 | 1 | 31102.1855 | 0.49884 | 0.013889 | 19336.4314 | 12354.2822 | [10 empty] | 2 | 2808 | FALSE | 42000 | 0 | 0.49301 | 0 |  |  |  |  | 468 | 46.8 | 49.3014 | 0 | 42 | 0
|  |  |  | 0.466 | 265.9333 | 805.9333 | 11.1111 | 488.8443 | 0.068438 | 49.9724 | 49.9724 | 53.6436 | 15.2906 | 34.5115 | 1 | 31065.9238 | 0.49884 | 0.013889 | 19305.9935 | 12323.18 | [10 empty] | 2 | 2814 | FALSE | 42000 | 0 | 0.49391 | 0 |  |  |  |  | 469 | 46.9 | 49.3907 | 0 | 42 | 0
|  |  |  | 0.467 | 265.9222 | 805.9222 | 11.1111 | 488.8647 | 0.068441 | 49.8951 | 49.8951 | 53.5609 | 15.2522 | 34.4509 | 1 | 31029.7025 | 0.49884 | 0.013889 | 19275.5912 | 12292.1141 | [10 empty] | 2 | 2820 | FALSE | 42000 | 0 | 0.4948 | 0 |  |  |  |  | 470 | 47 | 49.48 | 0 | 42 | 0
|  |  |  | 0.468 | 265.9111 | 805.9111 | 11.1111 | 488.8852 | 0.068444 | 49.8179 | 49.8179 | 53.4782 | 15.2139 | 34.3904 | 1 | 30993.5216 | 0.49884 | 0.013889 | 19245.2244 | 12261.0844 | [10 empty] | 2 | 2826 | FALSE | 42000 | 0 | 0.49569 | 0 |  |  |  |  | 471 | 47.1 | 49.5692 | 0 | 42 | 0
|  |  |  | 0.469 | 265.9 | 805.9 | 11.1111 | 488.9056 | 0.068447 | 49.7409 | 49.7409 | 53.3956 | 15.1757 | 34.3299 | 1 | 30957.381 | 0.49884 | 0.013889 | 19214.893 | 12230.0909 | [10 empty] | 2 | 2832 | FALSE | 42000 | 0 | 0.49659 | 0 |  |  |  |  | 472 | 47.2 | 49.6585 | 0 | 42 | 0
|  |  |  | 0.47 | 265.8889 | 805.8889 | 11.1111 | 488.926 | 0.06845 | 49.6639 | 49.6639 | 53.3131 | 15.1375 | 34.2695 | 1 | 30921.2807 | 0.49884 | 0.013889 | 19184.5971 | 12199.1335 | [10 empty] | 2 | 2838 | FALSE | 42000 | 0 | 0.49748 | 0 |  |  |  |  | 473 | 47.3 | 49.7478 | 0 | 42 | 0
|  |  |  | 0.471 | 265.8778 | 805.8778 | 11.1111 | 488.9465 | 0.068453 | 49.5869 | 49.5869 | 53.2307 | 15.0993 | 34.2092 | 1 | 30885.2207 | 0.49884 | 0.013889 | 19154.3365 | 12168.2122 | [10 empty] | 2 | 2844 | FALSE | 42000 | 0 | 0.49837 | 0 |  |  |  |  | 474 | 47.4 | 49.8371 | 0 | 42 | 0
|  |  |  | 0.472 | 265.8667 | 805.8667 | 11.1111 | 488.9669 | 0.068455 | 49.5101 | 49.5101 | 53.1484 | 15.0612 | 34.1489 | 1 | 30849.2008 | 0.49884 | 0.013889 | 19124.1114 | 12137.327 | [10 empty] | 2 | 2850 | FALSE | 42000 | 0 | 0.49926 | 0 |  |  |  |  | 475 | 47.5 | 49.9264 | 0 | 42 | 0
|  |  |  | 0.473 | 265.8556 | 805.8556 | 11.1111 | 488.9873 | 0.068458 | 49.4334 | 49.4334 | 53.0662 | 15.0231 | 34.0887 | 1 | 30813.2211 | 0.49884 | 0.013889 | 19093.9215 | 12106.4778 | [10 empty] | 2 | 2856 | FALSE | 42000 | 0 | 0.50016 | 0 |  |  |  |  | 476 | 47.6 | 50.0157 | 0 | 42 | 0
|  |  |  | 0.474 | 265.8444 | 805.8444 | 11.1111 | 489.0078 | 0.068461 | 49.3567 | 49.3567 | 52.9841 | 14.9851 | 34.0286 | 1 | 30777.2816 | 0.49884 | 0.013889 | 19063.7669 | 12075.6646 | [10 empty] | 2 | 2862 | FALSE | 42000 | 0 | 0.50105 | 0 |  |  |  |  | 477 | 47.7 | 50.105 | 0 | 42 | 0
|  |  |  | 0.475 | 265.8333 | 805.8333 | 11.1111 | 489.0282 | 0.068464 | 49.2802 | 49.2802 | 52.9021 | 14.9471 | 33.9685 | 1 | 30741.3821 | 0.49884 | 0.013889 | 19033.6475 | 12044.8873 | [10 empty] | 2 | 2868 | FALSE | 42000 | 0 | 0.50194 | 0 |  |  |  |  | 478 | 47.8 | 50.1942 | 0 | 42 | 0
|  |  |  | 0.476 | 265.8222 | 805.8222 | 11.1111 | 489.0487 | 0.068467 | 49.2037 | 49.2037 | 52.8201 | 14.9092 | 33.9085 | 1 | 30705.5226 | 0.49884 | 0.013889 | 19003.5633 | 12014.1459 | [10 empty] | 2 | 2874 | FALSE | 42000 | 0 | 0.50284 | 0 |  |  |  |  | 479 | 47.9 | 50.2835 | 0 | 42 | 0
|  |  |  | 0.477 | 265.8111 | 805.8111 | 11.1111 | 489.0691 | 0.06847 | 49.1273 | 49.1273 | 52.7383 | 14.8713 | 33.8486 | 1 | 30669.7031 | 0.49884 | 0.013889 | 18973.5142 | 11983.4404 | [10 empty] | 2 | 2880 | FALSE | 42000 | 0 | 0.50373 | 0 |  |  |  |  | 480 | 48 | 50.3728 | 0 | 42 | 0
|  |  |  | 0.478 | 265.8 | 805.8 | 11.1111 | 489.0895 | 0.068473 | 49.051 | 49.051 | 52.6565 | 14.8334 | 33.7888 | 1 | 30633.9236 | 0.49884 | 0.013889 | 18943.5003 | 11952.7707 | [10 empty] | 2 | 2886 | FALSE | 42000 | 0 | 0.50462 | 0 |  |  |  |  | 481 | 48.1 | 50.4621 | 0 | 42 | 0
|  |  |  | 0.479 | 265.7889 | 805.7889 | 11.1111 | 489.11 | 0.068475 | 48.9748 | 48.9748 | 52.5749 | 14.7956 | 33.729 | 1 | 30598.184 | 0.49884 | 0.013889 | 18913.5214 | 11922.1368 | [10 empty] | 2 | 2892 | FALSE | 42000 | 0 | 0.50551 | 0 |  |  |  |  | 482 | 48.2 | 50.5514 | 0 | 42 | 0
|  |  |  | 0.48 | 265.7778 | 805.7778 | 11.1111 | 489.1304 | 0.068478 | 48.8987 | 48.8987 | 52.4933 | 14.7578 | 33.6693 | 1 | 30562.4842 | 0.49884 | 0.013889 | 18883.5776 | 11891.5386 | [10 empty] | 2 | 2898 | FALSE | 42000 | 0 | 0.50641 | 0 |  |  |  |  | 483 | 48.3 | 50.6407 | 0 | 42 | 0
|  |  |  | 0.481 | 265.7667 | 805.7667 | 11.1111 | 489.1509 | 0.068481 | 48.8226 | 48.8226 | 52.4118 | 14.7201 | 33.6096 | 1 | 30526.8242 | 0.49884 | 0.013889 | 18853.6688 | 11860.9761 | [10 empty] | 2 | 2904 | FALSE | 42000 | 0 | 0.5073 | 0 |  |  |  |  | 484 | 48.4 | 50.73 | 0 | 42 | 0
|  |  |  | 0.482 | 265.7556 | 805.7556 | 11.1111 | 489.1713 | 0.068484 | 48.7467 | 48.7467 | 52.3305 | 14.6824 | 33.55 | 1 | 30491.204 | 0.49884 | 0.013889 | 18823.7949 | 11830.4493 | [10 empty] | 2 | 2910 | FALSE | 42000 | 0 | 0.50819 | 0 |  |  |  |  | 485 | 48.5 | 50.8192 | 0 | 42 | 0
|  |  |  | 0.483 | 265.7444 | 805.7444 | 11.1111 | 489.1918 | 0.068487 | 48.6708 | 48.6708 | 52.2492 | 14.6448 | 33.4905 | 1 | 30455.6236 | 0.49884 | 0.013889 | 18793.956 | 11799.9581 | [10 empty] | 2 | 2916 | FALSE | 42000 | 0 | 0.50909 | 0 |  |  |  |  | 486 | 48.6 | 50.9085 | 0 | 42 | 0
|  |  |  | 0.484 | 265.7333 | 805.7333 | 11.1111 | 489.2122 | 0.06849 | 48.595 | 48.595 | 52.168 | 14.6072 | 33.4311 | 1 | 30420.0828 | 0.49884 | 0.013889 | 18764.1519 | 11769.5024 | [10 empty] | 2 | 2922 | FALSE | 42000 | 0 | 0.50998 | 0 |  |  |  |  | 487 | 48.7 | 50.9978 | 0 | 42 | 0
|  |  |  | 0.485 | 265.7222 | 805.7222 | 11.1111 | 489.2327 | 0.068493 | 48.5193 | 48.5193 | 52.0869 | 14.5696 | 33.3717 | 1 | 30384.5817 | 0.49884 | 0.013889 | 18734.3827 | 11739.0823 | [10 empty] | 2 | 2928 | FALSE | 42000 | 0 | 0.51087 | 0 |  |  |  |  | 488 | 48.8 | 51.0871 | 0 | 42 | 0
|  |  |  | 0.486 | 265.7111 | 805.7111 | 11.1111 | 489.2532 | 0.068495 | 48.4437 | 48.4437 | 52.0059 | 14.5321 | 33.3124 | 1 | 30349.1202 | 0.49884 | 0.013889 | 18704.6482 | 11708.6978 | [10 empty] | 2 | 2934 | FALSE | 42000 | 0 | 0.51176 | 0 |  |  |  |  | 489 | 48.9 | 51.1764 | 0 | 42 | 0
|  |  |  | 0.487 | 265.7 | 805.7 | 11.1111 | 489.2736 | 0.068498 | 48.3682 | 48.3682 | 51.9249 | 14.4947 | 33.2531 | 1 | 30313.6982 | 0.49884 | 0.013889 | 18674.9486 | 11678.3486 | [10 empty] | 2 | 2940 | FALSE | 42000 | 0 | 0.51266 | 0 |  |  |  |  | 490 | 49 | 51.2657 | 0 | 42 | 0
|  |  |  | 0.488 | 265.6889 | 805.6889 | 11.1111 | 489.2941 | 0.068501 | 48.2927 | 48.2927 | 51.8441 | 14.4572 | 33.1939 | 1 | 30278.3158 | 0.49884 | 0.013889 | 18645.2836 | 11648.0349 | [10 empty] | 2 | 2946 | FALSE | 42000 | 0 | 0.51355 | 0 |  |  |  |  | 491 | 49.1 | 51.355 | 0 | 42 | 0
|  |  |  | 0.489 | 265.6778 | 805.6778 | 11.1111 | 489.3145 | 0.068504 | 48.2174 | 48.2174 | 51.7634 | 14.4199 | 33.1348 | 1 | 30242.9729 | 0.49884 | 0.013889 | 18615.6533 | 11617.7566 | [10 empty] | 2 | 2952 | FALSE | 42000 | 0 | 0.51444 | 0 |  |  |  |  | 492 | 49.2 | 51.4442 | 0 | 42 | 0
|  |  |  | 0.49 | 265.6667 | 805.6667 | 11.1111 | 489.335 | 0.068507 | 48.1421 | 48.1421 | 51.6827 | 14.3825 | 33.0758 | 1 | 30207.6693 | 0.49884 | 0.013889 | 18586.0577 | 11587.5137 | [10 empty] | 2 | 2958 | FALSE | 42000 | 0 | 0.51534 | 0 |  |  |  |  | 493 | 49.3 | 51.5335 | 0 | 42 | 0
|  |  |  | 0.491 | 265.6556 | 805.6556 | 11.1111 | 489.3555 | 0.06851 | 48.0669 | 48.0669 | 51.6022 | 14.3452 | 33.0168 | 1 | 30172.4052 | 0.49884 | 0.013889 | 18556.4967 | 11557.306 | [10 empty] | 2 | 2964 | FALSE | 42000 | 0 | 0.51623 | 0 |  |  |  |  | 494 | 49.4 | 51.6228 | 0 | 42 | 0
|  |  |  | 0.492 | 265.6444 | 805.6444 | 11.1111 | 489.3759 | 0.068513 | 47.9918 | 47.9918 | 51.5217 | 14.308 | 32.9579 | 1 | 30137.1804 | 0.49884 | 0.013889 | 18526.9702 | 11527.1336 | [10 empty] | 2 | 2970 | FALSE | 42000 | 0 | 0.51712 | 0 |  |  |  |  | 495 | 49.5 | 51.7121 | 0 | 42 | 0
|  |  |  | 0.493 | 265.6333 | 805.6333 | 11.1111 | 489.3964 | 0.068515 | 47.9168 | 47.9168 | 51.4413 | 14.2708 | 32.8991 | 1 | 30101.9949 | 0.49884 | 0.013889 | 18497.4783 | 11496.9964 | [10 empty] | 2 | 2976 | FALSE | 42000 | 0 | 0.51801 | 0 |  |  |  |  | 496 | 49.6 | 51.8014 | 0 | 42 | 0
|  |  |  | 0.494 | 265.6222 | 805.6222 | 11.1111 | 489.4169 | 0.068518 | 47.8419 | 47.8419 | 51.361 | 14.2336 | 32.8403 | 1 | 30066.8487 | 0.49884 | 0.013889 | 18468.0209 | 11466.8944 | [10 empty] | 2 | 2982 | FALSE | 42000 | 0 | 0.51891 | 0 |  |  |  |  | 497 | 49.7 | 51.8907 | 0 | 42 | 0
|  |  |  | 0.495 | 265.6111 | 805.6111 | 11.1111 | 489.4374 | 0.068521 | 47.767 | 47.767 | 51.2808 | 14.1965 | 32.7816 | 1 | 30031.7417 | 0.49884 | 0.013889 | 18438.5979 | 11436.8276 | [10 empty] | 2 | 2988 | FALSE | 42000 | 0 | 0.5198 | 0 |  |  |  |  | 498 | 49.8 | 51.98 | 0 | 42 | 0
|  |  |  | 0.496 | 265.6 | 805.6 | 11.1111 | 489.4578 | 0.068524 | 47.6923 | 47.6923 | 51.2007 | 14.1594 | 32.7229 | 1 | 29996.6739 | 0.49884 | 0.013889 | 18409.2094 | 11406.7958 | [10 empty] | 2 | 2994 | FALSE | 42000 | 0 | 0.52069 | 0 |  |  |  |  | 499 | 49.9 | 52.0692 | 0 | 42 | 0
|  |  |  | 0.497 | 265.5889 | 805.5889 | 11.1111 | 489.4783 | 0.068527 | 47.6176 | 47.6176 | 51.1207 | 14.1223 | 32.6644 | 1 | 29961.6453 | 0.49884 | 0.013889 | 18379.8552 | 11376.7991 | [10 empty] | 2 | 3000 | FALSE | 42000 | 0 | 0.52159 | 0 |  |  |  |  | 500 | 50 | 52.1585 | 0 | 42 | 0
|  |  |  | 0.498 | 265.5778 | 805.5778 | 11.1111 | 489.4988 | 0.06853 | 47.543 | 47.543 | 51.0408 | 14.0853 | 32.6058 | 1 | 29926.6557 | 0.49884 | 0.013889 | 18350.5353 | 11346.8375 | [10 empty] | 2 | 3006 | FALSE | 42000 | 0 | 0.52248 | 0 |  |  |  |  | 501 | 50.1 | 52.2478 | 0 | 42 | 0
|  |  |  | 0.499 | 265.5667 | 805.5667 | 11.1111 | 489.5193 | 0.068533 | 47.4685 | 47.4685 | 50.961 | 14.0484 | 32.5474 | 1 | 29891.7052 | 0.49884 | 0.013889 | 18321.2498 | 11316.9108 | [10 empty] | 2 | 3012 | FALSE | 42000 | 0 | 0.52337 | 0 |  |  |  |  | 502 | 50.2 | 52.3371 | 0 | 42 | 0
|  |  |  | 0.5 | 265.5556 | 805.5556 | 11.1111 | 489.5397 | 0.068536 | 47.3941 | 47.3941 | 50.8812 | 14.0115 | 32.489 | 1 | 29856.7937 | 0.49884 | 0.013889 | 18291.9985 | 11287.0191 | [10 empty] | 2 | 3018 | FALSE | 42000 | 0 | 0.52426 | 0 |  |  |  |  | 503 | 50.3 | 52.4264 | 0 | 42 | 0
|  |  |  | 0.501 | 265.5444 | 805.5444 | 11.1111 | 489.5602 | 0.068538 | 47.3197 | 47.3197 | 50.8016 | 13.9746 | 32.4307 | 1 | 29821.9212 | 0.49884 | 0.013889 | 18262.7814 | 11257.1623 | [10 empty] | 2 | 3024 | FALSE | 42000 | 0 | 0.52516 | 0 |  |  |  |  | 504 | 50.4 | 52.5157 | 0 | 42 | 0
|  |  |  | 0.502 | 265.5333 | 805.5333 | 11.1111 | 489.5807 | 0.068541 | 47.2455 | 47.2455 | 50.722 | 13.9378 | 32.3725 | 1 | 29787.0876 | 0.49884 | 0.013889 | 18233.5985 | 11227.3404 | [10 empty] | 2 | 3030 | FALSE | 42000 | 0 | 0.52605 | 0 |  |  |  |  | 505 | 50.5 | 52.605 | 0 | 42 | 0
|  |  |  | 0.503 | 265.5222 | 805.5222 | 11.1111 | 489.6012 | 0.068544 | 47.1713 | 47.1713 | 50.6425 | 13.901 | 32.3143 | 1 | 29752.2929 | 0.49884 | 0.013889 | 18204.4498 | 11197.5533 | [10 empty] | 2 | 3036 | FALSE | 42000 | 0 | 0.52694 | 0 |  |  |  |  | 506 | 50.6 | 52.6942 | 0 | 42 | 0
|  |  |  | 0.504 | 265.5111 | 805.5111 | 11.1111 | 489.6217 | 0.068547 | 47.0972 | 47.0972 | 50.5632 | 13.8642 | 32.2562 | 1 | 29717.537 | 0.49884 | 0.013889 | 18175.3351 | 11167.801 | [10 empty] | 2 | 3042 | FALSE | 42000 | 0 | 0.52784 | 0 |  |  |  |  | 507 | 50.7 | 52.7835 | 0 | 42 | 0
|  |  |  | 0.505 | 265.5 | 805.5 | 11.1111 | 489.6422 | 0.06855 | 47.0232 | 47.0232 | 50.4839 | 13.8275 | 32.1981 | 1 | 29682.82 | 0.49884 | 0.013889 | 18146.2545 | 11138.0835 | [10 empty] | 2 | 3048 | FALSE | 42000 | 0 | 0.52873 | 0 |  |  |  |  | 508 | 50.8 | 52.8728 | 0 | 42 | 0
|  |  |  | 0.506 | 265.4889 | 805.4889 | 11.1111 | 489.6627 | 0.068553 | 46.9493 | 46.9493 | 50.4047 | 13.7909 | 32.1402 | 1 | 29648.1417 | 0.49884 | 0.013889 | 18117.208 | 11108.4007 | [10 empty] | 2 | 3054 | FALSE | 42000 | 0 | 0.52962 | 0 |  |  |  |  | 509 | 50.9 | 52.9621 | 0 | 42 | 0
|  |  |  | 0.507 | 265.4778 | 805.4778 | 11.1111 | 489.6832 | 0.068556 | 46.8755 | 46.8755 | 50.3256 | 13.7543 | 32.0822 | 1 | 29613.5021 | 0.49884 | 0.013889 | 18088.1955 | 11078.7525 | [10 empty] | 2 | 3060 | FALSE | 42000 | 0 | 0.53051 | 0 |  |  |  |  | 510 | 51 | 53.0514 | 0 | 42 | 0
|  |  |  | 0.508 | 265.4667 | 805.4667 | 11.1111 | 489.7037 | 0.068559 | 46.8017 | 46.8017 | 50.2465 | 13.7177 | 32.0244 | 1 | 29578.9012 | 0.49884 | 0.013889 | 18059.2169 | 11049.139 | [10 empty] | 2 | 3066 | FALSE | 42000 | 0 | 0.53141 | 0 |  |  |  |  | 511 | 51.1 | 53.1407 | 0 | 42 | 0
|  |  |  | 0.509 | 265.4556 | 805.4556 | 11.1111 | 489.7242 | 0.068561 | 46.728 | 46.728 | 50.1676 | 13.6812 | 31.9666 | 1 | 29544.339 | 0.49884 | 0.013889 | 18030.2722 | 11019.5601 | [10 empty] | 2 | 3072 | FALSE | 42000 | 0 | 0.5323 | 0 |  |  |  |  | 512 | 51.2 | 53.23 | 0 | 42 | 0
|  |  |  | 0.51 | 265.4444 | 805.4444 | 11.1111 | 489.7447 | 0.068564 | 46.6545 | 46.6545 | 50.0888 | 13.6447 | 31.9089 | 1 | 29509.8153 | 0.49884 | 0.013889 | 18001.3614 | 10990.0158 | [10 empty] | 2 | 3078 | FALSE | 42000 | 0 | 0.53319 | 0 |  |  |  |  | 513 | 51.3 | 53.3192 | 0 | 42 | 0
|  |  |  | 0.511 | 265.4333 | 805.4333 | 11.1111 | 489.7652 | 0.068567 | 46.581 | 46.581 | 50.01 | 13.6082 | 31.8512 | 1 | 29475.3302 | 0.49884 | 0.013889 | 17972.4844 | 10960.506 | [10 empty] | 2 | 3084 | FALSE | 42000 | 0 | 0.53409 | 0 |  |  |  |  | 514 | 51.4 | 53.4085 | 0 | 42 | 0
|  |  |  | 0.512 | 265.4222 | 805.4222 | 11.1111 | 489.7857 | 0.06857 | 46.5075 | 46.5075 | 49.9313 | 13.5718 | 31.7936 | 1 | 29440.8837 | 0.49884 | 0.013889 | 17943.6413 | 10931.0307 | [10 empty] | 2 | 3090 | FALSE | 42000 | 0 | 0.53498 | 0 |  |  |  |  | 515 | 51.5 | 53.4978 | 0 | 42 | 0
|  |  |  | 0.513 | 265.4111 | 805.4111 | 11.1111 | 489.8062 | 0.068573 | 46.4342 | 46.4342 | 49.8527 | 13.5354 | 31.7361 | 1 | 29406.4756 | 0.49884 | 0.013889 | 17914.8319 | 10901.5898 | [10 empty] | 2 | 3096 | FALSE | 42000 | 0 | 0.53587 | 0 |  |  |  |  | 516 | 51.6 | 53.5871 | 0 | 42 | 0
|  |  |  | 0.514 | 265.4 | 805.4 | 11.1111 | 489.8267 | 0.068576 | 46.361 | 46.361 | 49.7743 | 13.4991 | 31.6787 | 1 | 29372.1059 | 0.49884 | 0.013889 | 17886.0562 | 10872.1833 | [10 empty] | 2 | 3102 | FALSE | 42000 | 0 | 0.53676 | 0 |  |  |  |  | 517 | 51.7 | 53.6764 | 0 | 42 | 0
|  |  |  | 0.515 | 265.3889 | 805.3889 | 11.1111 | 489.8472 | 0.068579 | 46.2878 | 46.2878 | 49.6959 | 13.4628 | 31.6213 | 1 | 29337.7746 | 0.49884 | 0.013889 | 17857.3143 | 10842.8112 | [10 empty] | 2 | 3108 | FALSE | 42000 | 0 | 0.53766 | 0 |  |  |  |  | 518 | 51.8 | 53.7657 | 0 | 42 | 0
|  |  |  | 0.516 | 265.3778 | 805.3778 | 11.1111 | 489.8677 | 0.068581 | 46.2147 | 46.2147 | 49.6175 | 13.4266 | 31.564 | 1 | 29303.4817 | 0.49884 | 0.013889 | 17828.6059 | 10813.4734 | [10 empty] | 2 | 3114 | FALSE | 42000 | 0 | 0.53855 | 0 |  |  |  |  | 519 | 51.9 | 53.855 | 0 | 42 | 0
|  |  |  | 0.517 | 265.3667 | 805.3667 | 11.1111 | 489.8882 | 0.068584 | 46.1417 | 46.1417 | 49.5393 | 13.3904 | 31.5067 | 1 | 29269.2271 | 0.49884 | 0.013889 | 17799.9312 | 10784.1699 | [10 empty] | 2 | 3120 | FALSE | 42000 | 0 | 0.53944 | 0 |  |  |  |  | 520 | 52 | 53.9442 | 0 | 42 | 0
|  |  |  | 0.518 | 265.3556 | 805.3556 | 11.1111 | 489.9087 | 0.068587 | 46.0688 | 46.0688 | 49.4612 | 13.3542 | 31.4495 | 1 | 29235.0107 | 0.49884 | 0.013889 | 17771.2901 | 10754.9007 | [10 empty] | 2 | 3126 | FALSE | 42000 | 0 | 0.54034 | 0 |  |  |  |  | 521 | 52.1 | 54.0335 | 0 | 42 | 0
|  |  |  | 0.519 | 265.3444 | 805.3444 | 11.1111 | 489.9292 | 0.06859 | 45.996 | 45.996 | 49.3831 | 13.3181 | 31.3924 | 1 | 29200.8326 | 0.49884 | 0.013889 | 17742.6825 | 10725.6657 | [10 empty] | 2 | 3132 | FALSE | 42000 | 0 | 0.54123 | 0 |  |  |  |  | 522 | 52.2 | 54.1228 | 0 | 42 | 0
|  |  |  | 0.52 | 265.3333 | 805.3333 | 11.1111 | 489.9497 | 0.068593 | 45.9232 | 45.9232 | 49.3052 | 13.282 | 31.3353 | 1 | 29166.6927 | 0.49884 | 0.013889 | 17714.1084 | 10696.4649 | [10 empty] | 2 | 3138 | FALSE | 42000 | 0 | 0.54212 | 0 |  |  |  |  | 523 | 52.3 | 54.2121 | 0 | 42 | 0
|  |  |  | 0.521 | 265.3222 | 805.3222 | 11.1111 | 489.9703 | 0.068596 | 45.8505 | 45.8505 | 49.2273 | 13.246 | 31.2783 | 1 | 29132.5909 | 0.49884 | 0.013889 | 17685.5678 | 10667.2982 | [10 empty] | 2 | 3144 | FALSE | 42000 | 0 | 0.54301 | 0 |  |  |  |  | 524 | 52.4 | 54.3014 | 0 | 42 | 0
|  |  |  | 0.522 | 265.3111 | 805.3111 | 11.1111 | 489.9908 | 0.068599 | 45.7779 | 45.7779 | 49.1495 | 13.21 | 31.2214 | 1 | 29098.5272 | 0.49884 | 0.013889 | 17657.0606 | 10638.1656 | [10 empty] | 2 | 3150 | FALSE | 42000 | 0 | 0.54391 | 0 |  |  |  |  | 525 | 52.5 | 54.3907 | 0 | 42 | 0
|  |  |  | 0.523 | 265.3 | 805.3 | 11.1111 | 490.0113 | 0.068602 | 45.7054 | 45.7054 | 49.0718 | 13.1741 | 31.1645 | 1 | 29064.5016 | 0.49884 | 0.013889 | 17628.5868 | 10609.0671 | [10 empty] | 2 | 3156 | FALSE | 42000 | 0 | 0.5448 | 0 |  |  |  |  | 526 | 52.6 | 54.48 | 0 | 42 | 0
|  |  |  | 0.524 | 265.2889 | 805.2889 | 11.1111 | 490.0318 | 0.068604 | 45.633 | 45.633 | 48.9942 | 13.1381 | 31.1077 | 1 | 29030.514 | 0.49884 | 0.013889 | 17600.1463 | 10580.0026 | [10 empty] | 2 | 3162 | FALSE | 42000 | 0 | 0.54569 | 0 |  |  |  |  | 527 | 52.7 | 54.5692 | 0 | 42 | 0
|  |  |  | 0.525 | 265.2778 | 805.2778 | 11.1111 | 490.0524 | 0.068607 | 45.5607 | 45.5607 | 48.9167 | 13.1023 | 31.0509 | 1 | 28996.5643 | 0.49884 | 0.013889 | 17571.7392 | 10550.972 | [10 empty] | 2 | 3168 | FALSE | 42000 | 0 | 0.54659 | 0 |  |  |  |  | 528 | 52.8 | 54.6585 | 0 | 42 | 0
|  |  |  | 0.526 | 265.2667 | 805.2667 | 11.1111 | 490.0729 | 0.06861 | 45.4884 | 45.4884 | 48.8393 | 13.0664 | 30.9943 | 1 | 28962.6527 | 0.49884 | 0.013889 | 17543.3653 | 10521.9755 | [10 empty] | 2 | 3174 | FALSE | 42000 | 0 | 0.54748 | 0 |  |  |  |  | 529 | 52.9 | 54.7478 | 0 | 42 | 0
|  |  |  | 0.527 | 265.2556 | 805.2556 | 11.1111 | 490.0934 | 0.068613 | 45.4162 | 45.4162 | 48.7619 | 13.0307 | 30.9377 | 1 | 28928.7789 | 0.49884 | 0.013889 | 17515.0247 | 10493.0128 | [10 empty] | 2 | 3180 | FALSE | 42000 | 0 | 0.54837 | 0 |  |  |  |  | 530 | 53 | 54.8371 | 0 | 42 | 0
|  |  |  | 0.528 | 265.2444 | 805.2444 | 11.1111 | 490.1139 | 0.068616 | 45.3441 | 45.3441 | 48.6847 | 12.9949 | 30.8811 | 1 | 28894.943 | 0.49884 | 0.013889 | 17486.7173 | 10464.084 | [10 empty] | 2 | 3186 | FALSE | 42000 | 0 | 0.54926 | 0 |  |  |  |  | 531 | 53.1 | 54.9264 | 0 | 42 | 0
|  |  |  | 0.529 | 265.2333 | 805.2333 | 11.1111 | 490.1345 | 0.068619 | 45.2721 | 45.2721 | 48.6075 | 12.9592 | 30.8246 | 1 | 28861.1449 | 0.49884 | 0.013889 | 17458.443 | 10435.1891 | [10 empty] | 2 | 3192 | FALSE | 42000 | 0 | 0.55016 | 0 |  |  |  |  | 532 | 53.2 | 55.0157 | 0 | 42 | 0
|  |  |  | 0.53 | 265.2222 | 805.2222 | 11.1111 | 490.155 | 0.068622 | 45.2002 | 45.2002 | 48.5304 | 12.9235 | 30.7682 | 1 | 28827.3846 | 0.49884 | 0.013889 | 17430.2019 | 10406.328 | [10 empty] | 2 | 3198 | FALSE | 42000 | 0 | 0.55105 | 0 |  |  |  |  | 533 | 53.3 | 55.105 | 0 | 42 | 0
|  |  |  | 0.531 | 265.2111 | 805.2111 | 11.1111 | 490.1755 | 0.068625 | 45.1284 | 45.1284 | 48.4534 | 12.8879 | 30.7119 | 1 | 28793.662 | 0.49884 | 0.013889 | 17401.9939 | 10377.5006 | [10 empty] | 2 | 3204 | FALSE | 42000 | 0 | 0.55194 | 0 |  |  |  |  | 534 | 53.4 | 55.1942 | 0 | 42 | 0
|  |  |  | 0.532 | 265.2 | 805.2 | 11.1111 | 490.1961 | 0.068627 | 45.0566 | 45.0566 | 48.3765 | 12.8523 | 30.6556 | 1 | 28759.9771 | 0.49884 | 0.013889 | 17373.8189 | 10348.7069 | [10 empty] | 2 | 3210 | FALSE | 42000 | 0 | 0.55284 | 0 |  |  |  |  | 535 | 53.5 | 55.2835 | 0 | 42 | 0
|  |  |  | 0.533 | 265.1889 | 805.1889 | 11.1111 | 490.2166 | 0.06863 | 44.9849 | 44.9849 | 48.2997 | 12.8168 | 30.5993 | 1 | 28726.3299 | 0.49884 | 0.013889 | 17345.6769 | 10319.9469 | [10 empty] | 2 | 3216 | FALSE | 42000 | 0 | 0.55373 | 0 |  |  |  |  | 536 | 53.6 | 55.3728 | 0 | 42 | 0
|  |  |  | 0.534 | 265.1778 | 805.1778 | 11.1111 | 490.2372 | 0.068633 | 44.9133 | 44.9133 | 48.223 | 12.7813 | 30.5432 | 1 | 28692.7203 | 0.49884 | 0.013889 | 17317.568 | 10291.2206 | [10 empty] | 2 | 3222 | FALSE | 42000 | 0 | 0.55462 | 0 |  |  |  |  | 537 | 53.7 | 55.4621 | 0 | 42 | 0
|  |  |  | 0.535 | 265.1667 | 805.1667 | 11.1111 | 490.2577 | 0.068636 | 44.8418 | 44.8418 | 48.1463 | 12.7458 | 30.4871 | 1 | 28659.1482 | 0.49884 | 0.013889 | 17289.4919 | 10262.5279 | [10 empty] | 2 | 3228 | FALSE | 42000 | 0 | 0.55551 | 0 |  |  |  |  | 538 | 53.8 | 55.5514 | 0 | 42 | 0
|  |  |  | 0.536 | 265.1556 | 805.1556 | 11.1111 | 490.2782 | 0.068639 | 44.7703 | 44.7703 | 48.0698 | 12.7104 | 30.431 | 1 | 28625.6137 | 0.49884 | 0.013889 | 17261.4488 | 10233.8687 | [10 empty] | 2 | 3234 | FALSE | 42000 | 0 | 0.55641 | 0 |  |  |  |  | 539 | 53.9 | 55.6407 | 0 | 42 | 0
|  |  |  | 0.537 | 265.1444 | 805.1444 | 11.1111 | 490.2988 | 0.068642 | 44.699 | 44.699 | 47.9933 | 12.675 | 30.3751 | 1 | 28592.1167 | 0.49884 | 0.013889 | 17233.4385 | 10205.2431 | [10 empty] | 2 | 3240 | FALSE | 42000 | 0 | 0.5573 | 0 |  |  |  |  | 540 | 54 | 55.73 | 0 | 42 | 0
|  |  |  | 0.538 | 265.1333 | 805.1333 | 11.1111 | 490.3193 | 0.068645 | 44.6277 | 44.6277 | 47.9169 | 12.6397 | 30.3192 | 1 | 28558.6572 | 0.49884 | 0.013889 | 17205.4611 | 10176.651 | [10 empty] | 2 | 3246 | FALSE | 42000 | 0 | 0.55819 | 0 |  |  |  |  | 541 | 54.1 | 55.8192 | 0 | 42 | 0
|  |  |  | 0.539 | 265.1222 | 805.1222 | 11.1111 | 490.3399 | 0.068648 | 44.5565 | 44.5565 | 47.8406 | 12.6044 | 30.2633 | 1 | 28525.2351 | 0.49884 | 0.013889 | 17177.5165 | 10148.0923 | [10 empty] | 2 | 3252 | FALSE | 42000 | 0 | 0.55909 | 0 |  |  |  |  | 542 | 54.2 | 55.9085 | 0 | 42 | 0
|  |  |  | 0.54 | 265.1111 | 805.1111 | 11.1111 | 490.3604 | 0.06865 | 44.4854 | 44.4854 | 47.7644 | 12.5692 | 30.2075 | 1 | 28491.8503 | 0.49884 | 0.013889 | 17149.6046 | 10119.5671 | [10 empty] | 2 | 3258 | FALSE | 42000 | 0 | 0.55998 | 0 |  |  |  |  | 543 | 54.3 | 55.9978 | 0 | 42 | 0
|  |  |  | 0.541 | 265.1 | 805.1 | 11.1111 | 490.381 | 0.068653 | 44.4143 | 44.4143 | 47.6883 | 12.5339 | 30.1518 | 1 | 28458.5029 | 0.49884 | 0.013889 | 17121.7254 | 10091.0753 | [10 empty] | 2 | 3264 | FALSE | 42000 | 0 | 0.56087 | 0 |  |  |  |  | 544 | 54.4 | 56.0871 | 0 | 42 | 0
|  |  |  | 0.542 | 265.0889 | 805.0889 | 11.1111 | 490.4015 | 0.068656 | 44.3434 | 44.3434 | 47.6123 | 12.4988 | 30.0961 | 1 | 28425.1928 | 0.49884 | 0.013889 | 17093.879 | 10062.6168 | [10 empty] | 2 | 3270 | FALSE | 42000 | 0 | 0.56176 | 0 |  |  |  |  | 545 | 54.5 | 56.1764 | 0 | 42 | 0
|  |  |  | 0.543 | 265.0778 | 805.0778 | 11.1111 | 490.4221 | 0.068659 | 44.2725 | 44.2725 | 47.5363 | 12.4636 | 30.0406 | 1 | 28391.9199 | 0.49884 | 0.013889 | 17066.0652 | 10034.1916 | [10 empty] | 2 | 3276 | FALSE | 42000 | 0 | 0.56266 | 0 |  |  |  |  | 546 | 54.6 | 56.2657 | 0 | 42 | 0
|  |  |  | 0.544 | 265.0667 | 805.0667 | 11.1111 | 490.4427 | 0.068662 | 44.2017 | 44.2017 | 47.4604 | 12.4285 | 29.985 | 1 | 28358.6842 | 0.49884 | 0.013889 | 17038.284 | 10005.7996 | [10 empty] | 2 | 3282 | FALSE | 42000 | 0 | 0.56355 | 0 |  |  |  |  | 547 | 54.7 | 56.355 | 0 | 42 | 0
|  |  |  | 0.545 | 265.0556 | 805.0556 | 11.1111 | 490.4632 | 0.068665 | 44.131 | 44.131 | 47.3847 | 12.3935 | 29.9296 | 1 | 28325.4858 | 0.49884 | 0.013889 | 17010.5353 | 9977.441 | [10 empty] | 2 | 3288 | FALSE | 42000 | 0 | 0.56444 | 0 |  |  |  |  | 548 | 54.8 | 56.4442 | 0 | 42 | 0
|  |  |  | 0.546 | 265.0444 | 805.0444 | 11.1111 | 490.4838 | 0.068668 | 44.0604 | 44.0604 | 47.309 | 12.3585 | 29.8742 | 1 | 28292.3244 | 0.49884 | 0.013889 | 16982.8193 | 9949.1155 | [10 empty] | 2 | 3294 | FALSE | 42000 | 0 | 0.56534 | 0 |  |  |  |  | 549 | 54.9 | 56.5335 | 0 | 42 | 0
|  |  |  | 0.547 | 265.0333 | 805.0333 | 11.1111 | 490.5043 | 0.068671 | 43.9898 | 43.9898 | 47.2333 | 12.3235 | 29.8188 | 1 | 28259.2002 | 0.49884 | 0.013889 | 16955.1357 | 9920.8232 | [10 empty] | 2 | 3300 | FALSE | 42000 | 0 | 0.56623 | 0 |  |  |  |  | 550 | 55 | 56.6228 | 0 | 42 | 0
|  |  |  | 0.548 | 265.0222 | 805.0222 | 11.1111 | 490.5249 | 0.068673 | 43.9193 | 43.9193 | 47.1578 | 12.2886 | 29.7635 | 1 | 28226.113 | 0.49884 | 0.013889 | 16927.4846 | 9892.564 | [10 empty] | 2 | 3306 | FALSE | 42000 | 0 | 0.56712 | 0 |  |  |  |  | 551 | 55.1 | 56.7121 | 0 | 42 | 0
|  |  |  | 0.549 | 265.0111 | 805.0111 | 11.1111 | 490.5455 | 0.068676 | 43.8489 | 43.8489 | 47.0824 | 12.2537 | 29.7083 | 1 | 28193.0628 | 0.49884 | 0.013889 | 16899.8659 | 9864.3378 | [10 empty] | 2 | 3312 | FALSE | 42000 | 0 | 0.56801 | 0 |  |  |  |  | 552 | 55.2 | 56.8014 | 0 | 42 | 0
|  |  |  | 0.55 | 265 | 805 | 11.1111 | 490.566 | 0.068679 | 43.7786 | 43.7786 | 47.007 | 12.2188 | 29.6532 | 1 | 28160.0496 | 0.49884 | 0.013889 | 16872.2796 | 9836.1448 | [10 empty] | 2 | 3318 | FALSE | 42000 | 0 | 0.56891 | 0 |  |  |  |  | 553 | 55.3 | 56.8907 | 0 | 42 | 0
|  |  |  | 0.551 | 264.9889 | 804.9889 | 11.1111 | 490.5866 | 0.068682 | 43.7084 | 43.7084 | 46.9318 | 12.184 | 29.5981 | 1 | 28127.0733 | 0.49884 | 0.013889 | 16844.7257 | 9807.9847 | [10 empty] | 2 | 3324 | FALSE | 42000 | 0 | 0.5698 | 0 |  |  |  |  | 554 | 55.4 | 56.98 | 0 | 42 | 0
|  |  |  | 0.552 | 264.9778 | 804.9778 | 11.1111 | 490.6072 | 0.068685 | 43.6382 | 43.6382 | 46.8566 | 12.1492 | 29.5431 | 1 | 28094.134 | 0.49884 | 0.013889 | 16817.2041 | 9779.8577 | [10 empty] | 2 | 3330 | FALSE | 42000 | 0 | 0.57069 | 0 |  |  |  |  | 555 | 55.5 | 57.0692 | 0 | 42 | 0
|  |  |  | 0.553 | 264.9667 | 804.9667 | 11.1111 | 490.6278 | 0.068688 | 43.5682 | 43.5682 | 46.7815 | 12.1145 | 29.4881 | 1 | 28061.2315 | 0.49884 | 0.013889 | 16789.7147 | 9751.7635 | [10 empty] | 2 | 3336 | FALSE | 42000 | 0 | 0.57159 | 0 |  |  |  |  | 556 | 55.6 | 57.1585 | 0 | 42 | 0
|  |  |  | 0.554 | 264.9556 | 804.9556 | 11.1111 | 490.6483 | 0.068691 | 43.4982 | 43.4982 | 46.7065 | 12.0798 | 29.4332 | 1 | 28028.3658 | 0.49884 | 0.013889 | 16762.2577 | 9723.7023 | [10 empty] | 2 | 3342 | FALSE | 42000 | 0 | 0.57248 | 0 |  |  |  |  | 557 | 55.7 | 57.2478 | 0 | 42 | 0
|  |  |  | 0.555 | 264.9444 | 804.9444 | 11.1111 | 490.6689 | 0.068694 | 43.4282 | 43.4282 | 46.6315 | 12.0451 | 29.3784 | 1 | 27995.5369 | 0.49884 | 0.013889 | 16734.8328 | 9695.6739 | [10 empty] | 2 | 3348 | FALSE | 42000 | 0 | 0.57337 | 0 |  |  |  |  | 558 | 55.8 | 57.3371 | 0 | 42 | 0
|  |  |  | 0.556 | 264.9333 | 804.9333 | 11.1111 | 490.6895 | 0.068697 | 43.3584 | 43.3584 | 46.5567 | 12.0105 | 29.3236 | 1 | 27962.7447 | 0.49884 | 0.013889 | 16707.4401 | 9667.6784 | [10 empty] | 2 | 3354 | FALSE | 42000 | 0 | 0.57426 | 0 |  |  |  |  | 559 | 55.9 | 57.4264 | 0 | 42 | 0
|  |  |  | 0.557 | 264.9222 | 804.9222 | 11.1111 | 490.7101 | 0.068699 | 43.2887 | 43.2887 | 46.4819 | 11.976 | 29.2689 | 1 | 27929.9892 | 0.49884 | 0.013889 | 16680.0796 | 9639.7156 | [10 empty] | 2 | 3360 | FALSE | 42000 | 0 | 0.57516 | 0 |  |  |  |  | 560 | 56 | 57.5157 | 0 | 42 | 0
|  |  |  | 0.558 | 264.9111 | 804.9111 | 11.1111 | 490.7306 | 0.068702 | 43.219 | 43.219 | 46.4073 | 11.9414 | 29.2142 | 1 | 27897.2704 | 0.49884 | 0.013889 | 16652.7512 | 9611.7856 | [10 empty] | 2 | 3366 | FALSE | 42000 | 0 | 0.57605 | 0 |  |  |  |  | 561 | 56.1 | 57.605 | 0 | 42 | 0
|  |  |  | 0.559 | 264.9 | 804.9 | 11.1111 | 490.7512 | 0.068705 | 43.1494 | 43.1494 | 46.3327 | 11.9069 | 29.1596 | 1 | 27864.5882 | 0.49884 | 0.013889 | 16625.4548 | 9583.8884 | [10 empty] | 2 | 3372 | FALSE | 42000 | 0 | 0.57694 | 0 |  |  |  |  | 562 | 56.2 | 57.6942 | 0 | 42 | 0
|  |  |  | 0.56 | 264.8889 | 804.8889 | 11.1111 | 490.7718 | 0.068708 | 43.0799 | 43.0799 | 46.2582 | 11.8725 | 29.1051 | 1 | 27831.9426 | 0.49884 | 0.013889 | 16598.1905 | 9556.0238 | [10 empty] | 2 | 3378 | FALSE | 42000 | 0 | 0.57784 | 0 |  |  |  |  | 563 | 56.3 | 57.7835 | 0 | 42 | 0
|  |  |  | 0.561 | 264.8778 | 804.8778 | 11.1111 | 490.7924 | 0.068711 | 43.0104 | 43.0104 | 46.1837 | 11.8381 | 29.0507 | 1 | 27799.3335 | 0.49884 | 0.013889 | 16570.9581 | 9528.1918 | [10 empty] | 2 | 3384 | FALSE | 42000 | 0 | 0.57873 | 0 |  |  |  |  | 564 | 56.4 | 57.8728 | 0 | 42 | 0
|  |  |  | 0.562 | 264.8667 | 804.8667 | 11.1111 | 490.813 | 0.068714 | 42.9411 | 42.9411 | 46.1094 | 11.8037 | 28.9963 | 1 | 27766.7609 | 0.49884 | 0.013889 | 16543.7578 | 9500.3925 | [10 empty] | 2 | 3390 | FALSE | 42000 | 0 | 0.57962 | 0 |  |  |  |  | 565 | 56.5 | 57.9621 | 0 | 42 | 0
|  |  |  | 0.563 | 264.8556 | 804.8556 | 11.1111 | 490.8336 | 0.068717 | 42.8718 | 42.8718 | 46.0352 | 11.7693 | 28.9419 | 1 | 27734.2248 | 0.49884 | 0.013889 | 16516.5893 | 9472.6258 | [10 empty] | 2 | 3396 | FALSE | 42000 | 0 | 0.58051 | 0 |  |  |  |  | 566 | 56.6 | 58.0514 | 0 | 42 | 0
|  |  |  | 0.564 | 264.8444 | 804.8444 | 11.1111 | 490.8542 | 0.06872 | 42.8026 | 42.8026 | 45.961 | 11.7351 | 28.8876 | 1 | 27701.7251 | 0.49884 | 0.013889 | 16489.4528 | 9444.8915 | [10 empty] | 2 | 3402 | FALSE | 42000 | 0 | 0.58141 | 0 |  |  |  |  | 567 | 56.7 | 58.1407 | 0 | 42 | 0
|  |  |  | 0.565 | 264.8333 | 804.8333 | 11.1111 | 490.8748 | 0.068722 | 42.7334 | 42.7334 | 45.8869 | 11.7008 | 28.8334 | 1 | 27669.2618 | 0.49884 | 0.013889 | 16462.3481 | 9417.1898 | [10 empty] | 2 | 3408 | FALSE | 42000 | 0 | 0.5823 | 0 |  |  |  |  | 568 | 56.8 | 58.23 | 0 | 42 | 0
|  |  |  | 0.566 | 264.8222 | 804.8222 | 11.1111 | 490.8954 | 0.068725 | 42.6644 | 42.6644 | 45.8129 | 11.6666 | 28.7793 | 1 | 27636.8349 | 0.49884 | 0.013889 | 16435.2752 | 9389.5205 | [10 empty] | 2 | 3414 | FALSE | 42000 | 0 | 0.58319 | 0 |  |  |  |  | 569 | 56.9 | 58.3192 | 0 | 42 | 0
|  |  |  | 0.567 | 264.8111 | 804.8111 | 11.1111 | 490.916 | 0.068728 | 42.5954 | 42.5954 | 45.739 | 11.6324 | 28.7252 | 1 | 27604.4442 | 0.49884 | 0.013889 | 16408.2341 | 9361.8837 | [10 empty] | 2 | 3420 | FALSE | 42000 | 0 | 0.58409 | 0 |  |  |  |  | 570 | 57 | 58.4085 | 0 | 42 | 0
|  |  |  | 0.568 | 264.8 | 804.8 | 11.1111 | 490.9366 | 0.068731 | 42.5265 | 42.5265 | 45.6652 | 11.5983 | 28.6711 | 1 | 27572.0899 | 0.49884 | 0.013889 | 16381.2247 | 9334.2793 | [10 empty] | 2 | 3426 | FALSE | 42000 | 0 | 0.58498 | 0 |  |  |  |  | 571 | 57.1 | 58.4978 | 0 | 42 | 0
|  |  |  | 0.569 | 264.7889 | 804.7889 | 11.1111 | 490.9572 | 0.068734 | 42.4577 | 42.4577 | 45.5914 | 11.5642 | 28.6172 | 1 | 27539.7717 | 0.49884 | 0.013889 | 16354.2471 | 9306.7072 | [10 empty] | 2 | 3432 | FALSE | 42000 | 0 | 0.58587 | 0 |  |  |  |  | 572 | 57.2 | 58.5871 | 0 | 42 | 0
|  |  |  | 0.57 | 264.7778 | 804.7778 | 11.1111 | 490.9778 | 0.068737 | 42.389 | 42.389 | 45.5177 | 11.5301 | 28.5633 | 1 | 27507.4897 | 0.49884 | 0.013889 | 16327.3011 | 9279.1674 | [10 empty] | 2 | 3438 | FALSE | 42000 | 0 | 0.58676 | 0 |  |  |  |  | 573 | 57.3 | 58.6764 | 0 | 42 | 0
|  |  |  | 0.571 | 264.7667 | 804.7667 | 11.1111 | 490.9984 | 0.06874 | 42.3203 | 42.3203 | 45.4442 | 11.4961 | 28.5094 | 1 | 27475.2439 | 0.49884 | 0.013889 | 16300.3868 | 9251.6599 | [10 empty] | 2 | 3444 | FALSE | 42000 | 0 | 0.58766 | 0 |  |  |  |  | 574 | 57.4 | 58.7657 | 0 | 42 | 0
|  |  |  | 0.572 | 264.7556 | 804.7556 | 11.1111 | 491.019 | 0.068743 | 42.2518 | 42.2518 | 45.3707 | 11.4621 | 28.4556 | 1 | 27443.0342 | 0.49884 | 0.013889 | 16273.5041 | 9224.1847 | [10 empty] | 2 | 3450 | FALSE | 42000 | 0 | 0.58855 | 0 |  |  |  |  | 575 | 57.5 | 58.855 | 0 | 42 | 0
|  |  |  | 0.573 | 264.7444 | 804.7444 | 11.1111 | 491.0396 | 0.068746 | 42.1833 | 42.1833 | 45.2973 | 11.4282 | 28.4019 | 1 | 27410.8606 | 0.49884 | 0.013889 | 16246.6529 | 9196.7416 | [10 empty] | 2 | 3456 | FALSE | 42000 | 0 | 0.58944 | 0 |  |  |  |  | 576 | 57.6 | 58.9442 | 0 | 42 | 0
|  |  |  | 0.574 | 264.7333 | 804.7333 | 11.1111 | 491.0602 | 0.068748 | 42.1149 | 42.1149 | 45.2239 | 11.3942 | 28.3482 | 1 | 27378.723 | 0.49884 | 0.013889 | 16219.8333 | 9169.3308 | [10 empty] | 2 | 3462 | FALSE | 42000 | 0 | 0.59034 | 0 |  |  |  |  | 577 | 57.7 | 59.0335 | 0 | 42 | 0
|  |  |  | 0.575 | 264.7222 | 804.7222 | 11.1111 | 491.0808 | 0.068751 | 42.0465 | 42.0465 | 45.1507 | 11.3604 | 28.2946 | 1 | 27346.6214 | 0.49884 | 0.013889 | 16193.0452 | 9141.952 | [10 empty] | 2 | 3468 | FALSE | 42000 | 0 | 0.59123 | 0 |  |  |  |  | 578 | 57.8 | 59.1228 | 0 | 42 | 0
|  |  |  | 0.576 | 264.7111 | 804.7111 | 11.1111 | 491.1014 | 0.068754 | 41.9782 | 41.9782 | 45.0775 | 11.3266 | 28.2411 | 1 | 27314.5558 | 0.49884 | 0.013889 | 16166.2886 | 9114.6054 | [10 empty] | 2 | 3474 | FALSE | 42000 | 0 | 0.59212 | 0 |  |  |  |  | 579 | 57.9 | 59.2121 | 0 | 42 | 0
|  |  |  | 0.577 | 264.7 | 804.7 | 11.1111 | 491.122 | 0.068757 | 41.9101 | 41.9101 | 45.0044 | 11.2928 | 28.1876 | 1 | 27282.5261 | 0.49884 | 0.013889 | 16139.5633 | 9087.2909 | [10 empty] | 2 | 3480 | FALSE | 42000 | 0 | 0.59301 | 0 |  |  |  |  | 580 | 58 | 59.3014 | 0 | 42 | 0
|  |  |  | 0.578 | 264.6889 | 804.6889 | 11.1111 | 491.1426 | 0.06876 | 41.8419 | 41.8419 | 44.9314 | 11.259 | 28.1342 | 1 | 27250.5322 | 0.49884 | 0.013889 | 16112.8695 | 9060.0083 | [10 empty] | 2 | 3486 | FALSE | 42000 | 0 | 0.59391 | 0 |  |  |  |  | 581 | 58.1 | 59.3907 | 0 | 42 | 0
|  |  |  | 0.579 | 264.6778 | 804.6778 | 11.1111 | 491.1633 | 0.068763 | 41.7739 | 41.7739 | 44.8585 | 11.2253 | 28.0808 | 1 | 27218.5742 | 0.49884 | 0.013889 | 16086.207 | 9032.7578 | [10 empty] | 2 | 3492 | FALSE | 42000 | 0 | 0.5948 | 0 |  |  |  |  | 582 | 58.2 | 59.48 | 0 | 42 | 0
|  |  |  | 0.58 | 264.6667 | 804.6667 | 11.1111 | 491.1839 | 0.068766 | 41.706 | 41.706 | 44.7857 | 11.1916 | 28.0275 | 1 | 27186.652 | 0.49884 | 0.013889 | 16059.5759 | 9005.5392 | [10 empty] | 2 | 3498 | FALSE | 42000 | 0 | 0.59569 | 0 |  |  |  |  | 583 | 58.3 | 59.5692 | 0 | 42 | 0
|  |  |  | 0.581 | 264.6556 | 804.6556 | 11.1111 | 491.2045 | 0.068769 | 41.6381 | 41.6381 | 44.7129 | 11.158 | 27.9743 | 1 | 27154.7656 | 0.49884 | 0.013889 | 16032.976 | 8978.3526 | [10 empty] | 2 | 3504 | FALSE | 42000 | 0 | 0.59659 | 0 |  |  |  |  | 584 | 58.4 | 59.6585 | 0 | 42 | 0
|  |  |  | 0.582 | 264.6444 | 804.6444 | 11.1111 | 491.2251 | 0.068772 | 41.5703 | 41.5703 | 44.6403 | 11.1244 | 27.9211 | 1 | 27122.9149 | 0.49884 | 0.013889 | 16006.4074 | 8951.1978 | [10 empty] | 2 | 3510 | FALSE | 42000 | 0 | 0.59748 | 0 |  |  |  |  | 585 | 58.5 | 59.7478 | 0 | 42 | 0
|  |  |  | 0.583 | 264.6333 | 804.6333 | 11.1111 | 491.2457 | 0.068774 | 41.5026 | 41.5026 | 44.5677 | 11.0909 | 27.868 | 1 | 27091.0999 | 0.49884 | 0.013889 | 15979.87 | 8924.0749 | [10 empty] | 2 | 3516 | FALSE | 42000 | 0 | 0.59837 | 0 |  |  |  |  | 586 | 58.6 | 59.8371 | 0 | 42 | 0
|  |  |  | 0.584 | 264.6222 | 804.6222 | 11.1111 | 491.2664 | 0.068777 | 41.4349 | 41.4349 | 44.4952 | 11.0573 | 27.815 | 1 | 27059.3205 | 0.49884 | 0.013889 | 15953.3638 | 8896.9838 | [10 empty] | 2 | 3522 | FALSE | 42000 | 0 | 0.59926 | 0 |  |  |  |  | 587 | 58.7 | 59.9264 | 0 | 42 | 0
|  |  |  | 0.585 | 264.6111 | 804.6111 | 11.1111 | 491.287 | 0.06878 | 41.3673 | 41.3673 | 44.4228 | 11.0239 | 27.762 | 1 | 27027.5768 | 0.49884 | 0.013889 | 15926.8888 | 8869.9245 | [10 empty] | 2 | 3528 | FALSE | 42000 | 0 | 0.60016 | 0 |  |  |  |  | 588 | 58.8 | 60.0157 | 0 | 42 | 0
|  |  |  | 0.586 | 264.6 | 804.6 | 11.1111 | 491.3076 | 0.068783 | 41.2999 | 41.2999 | 44.3504 | 10.9904 | 27.709 | 1 | 26995.8686 | 0.49884 | 0.013889 | 15900.4448 | 8842.8969 | [10 empty] | 2 | 3534 | FALSE | 42000 | 0 | 0.60105 | 0 |  |  |  |  | 589 | 58.9 | 60.105 | 0 | 42 | 0
|  |  |  | 0.587 | 264.5889 | 804.5889 | 11.1111 | 491.3283 | 0.068786 | 41.2324 | 41.2324 | 44.2782 | 10.957 | 27.6562 | 1 | 26964.1959 | 0.49884 | 0.013889 | 15874.0319 | 8815.901 | [10 empty] | 2 | 3540 | FALSE | 42000 | 0 | 0.60194 | 0 |  |  |  |  | 590 | 59 | 60.1942 | 0 | 42 | 0
|  |  |  | 0.588 | 264.5778 | 804.5778 | 11.1111 | 491.3489 | 0.068789 | 41.1651 | 41.1651 | 44.206 | 10.9237 | 27.6033 | 1 | 26932.5588 | 0.49884 | 0.013889 | 15847.6501 | 8788.9368 | [10 empty] | 2 | 3546 | FALSE | 42000 | 0 | 0.60284 | 0 |  |  |  |  | 591 | 59.1 | 60.2835 | 0 | 42 | 0
|  |  |  | 0.589 | 264.5667 | 804.5667 | 11.1111 | 491.3695 | 0.068792 | 41.0978 | 41.0978 | 44.1339 | 10.8903 | 27.5506 | 1 | 26900.9571 | 0.49884 | 0.013889 | 15821.2993 | 8762.0043 | [10 empty] | 2 | 3552 | FALSE | 42000 | 0 | 0.60373 | 0 |  |  |  |  | 592 | 59.2 | 60.3728 | 0 | 42 | 0
|  |  |  | 0.59 | 264.5556 | 804.5556 | 11.1111 | 491.3902 | 0.068795 | 41.0307 | 41.0307 | 44.0619 | 10.8571 | 27.4979 | 1 | 26869.3908 | 0.49884 | 0.013889 | 15794.9794 | 8735.1033 | [10 empty] | 2 | 3558 | FALSE | 42000 | 0 | 0.60462 | 0 |  |  |  |  | 593 | 59.3 | 60.4621 | 0 | 42 | 0
|  |  |  | 0.591 | 264.5444 | 804.5444 | 11.1111 | 491.4108 | 0.068798 | 40.9635 | 40.9635 | 43.9899 | 10.8238 | 27.4453 | 1 | 26837.8599 | 0.49884 | 0.013889 | 15768.6905 | 8708.2339 | [10 empty] | 2 | 3564 | FALSE | 42000 | 0 | 0.60551 | 0 |  |  |  |  | 594 | 59.4 | 60.5514 | 0 | 42 | 0
|  |  |  | 0.592 | 264.5333 | 804.5333 | 11.1111 | 491.4315 | 0.0688 | 40.8965 | 40.8965 | 43.9181 | 10.7906 | 27.3927 | 1 | 26806.3643 | 0.49884 | 0.013889 | 15742.4325 | 8681.3961 | [10 empty] | 2 | 3570 | FALSE | 42000 | 0 | 0.60641 | 0 |  |  |  |  | 595 | 59.5 | 60.6407 | 0 | 42 | 0
|  |  |  | 0.593 | 264.5222 | 804.5222 | 11.1111 | 491.4521 | 0.068803 | 40.8296 | 40.8296 | 43.8463 | 10.7574 | 27.3402 | 1 | 26774.9041 | 0.49884 | 0.013889 | 15716.2054 | 8654.5897 | [10 empty] | 2 | 3576 | FALSE | 42000 | 0 | 0.6073 | 0 |  |  |  |  | 596 | 59.6 | 60.73 | 0 | 42 | 0
|  |  |  | 0.594 | 264.5111 | 804.5111 | 11.1111 | 491.4727 | 0.068806 | 40.7627 | 40.7627 | 43.7746 | 10.7243 | 27.2877 | 1 | 26743.4791 | 0.49884 | 0.013889 | 15690.0091 | 8627.8148 | [10 empty] | 2 | 3582 | FALSE | 42000 | 0 | 0.60819 | 0 |  |  |  |  | 597 | 59.7 | 60.8192 | 0 | 42 | 0
|  |  |  | 0.595 | 264.5 | 804.5 | 11.1111 | 491.4934 | 0.068809 | 40.6959 | 40.6959 | 43.703 | 10.6912 | 27.2353 | 1 | 26712.0893 | 0.49884 | 0.013889 | 15663.8436 | 8601.0713 | [10 empty] | 2 | 3588 | FALSE | 42000 | 0 | 0.60909 | 0 |  |  |  |  | 598 | 59.8 | 60.9085 | 0 | 42 | 0
|  |  |  | 0.596 | 264.4889 | 804.4889 | 11.1111 | 491.514 | 0.068812 | 40.6292 | 40.6292 | 43.6315 | 10.6581 | 27.183 | 1 | 26680.7348 | 0.49884 | 0.013889 | 15637.7088 | 8574.3592 | [10 empty] | 2 | 3594 | FALSE | 42000 | 0 | 0.60998 | 0 |  |  |  |  | 599 | 59.9 | 60.9978 | 0 | 42 | 0
|  |  |  | 0.597 | 264.4778 | 804.4778 | 11.1111 | 491.5347 | 0.068815 | 40.5625 | 40.5625 | 43.5601 | 10.6251 | 27.1307 | 1 | 26649.4154 | 0.49884 | 0.013889 | 15611.6048 | 8547.6785 | [10 empty] | 3 | 3600 | TRUE | 42000 | 0 | 0.61087 | 0 |  |  |  |  | 600 | 60 | 61.0871 | 0 | 42 | 0
|  |  |  | 0.598 | 264.4667 | 804.4667 | 11.1111 | 491.5553 | 0.068818 | 40.4959 | 40.4959 | 43.4887 | 10.5921 | 27.0785 | 1 | 26618.1311 | 0.49884 | 0.013889 | 15585.5315 | 8521.0291 | [10 empty] | 3 | 3606 | TRUE | 42000 | 0 | 0.58426 | 0 |  |  |  |  | 601 | 60.1 | 58.4256 | 0 | 42 | 0
|  |  |  | 0.599 | 264.4556 | 804.4556 | 11.1111 | 491.576 | 0.068821 | 40.4294 | 40.4294 | 43.4174 | 10.5592 | 27.0264 | 1 | 26586.8819 | 0.49884 | 0.013889 | 15559.4889 | 8494.411 | [10 empty] | 3 | 3612 | TRUE | 42000 | 0 | 0.55884 | 0 |  |  |  |  | 602 | 60.2 | 55.8839 | 0 | 42 | 0
|  |  |  | 0.6 | 264.4444 | 804.4444 | 11.1111 | 491.5966 | 0.068824 | 40.363 | 40.363 | 43.3462 | 10.5263 | 26.9743 | 1 | 26555.6677 | 0.49884 | 0.013889 | 15533.4768 | 8467.8241 | [10 empty] | 3 | 3618 | TRUE | 42000 | 0 | 0.53457 | 0 |  |  |  |  | 603 | 60.3 | 53.4567 | 0 | 42 | 0
|  |  |  | 0.601 | 264.4333 | 804.4333 | 11.1111 | 491.6173 | 0.068826 | 40.2967 | 40.2967 | 43.2751 | 10.4934 | 26.9222 | 1 | 26524.4885 | 0.49884 | 0.013889 | 15507.4954 | 8441.2684 | [10 empty] | 3 | 3624 | TRUE | 42000 | 0 | 0.51139 | 0 |  |  |  |  | 604 | 60.4 | 51.1388 | 0 | 42 | 0
|  |  |  | 0.602 | 264.4222 | 804.4222 | 11.1111 | 491.638 | 0.068829 | 40.2304 | 40.2304 | 43.2041 | 10.4606 | 26.8702 | 1 | 26493.3443 | 0.49884 | 0.013889 | 15481.5445 | 8414.7439 | [10 empty] | 3 | 3630 | TRUE | 42000 | 0 | 0.48925 | 0 |  |  |  |  | 605 | 60.5 | 48.9253 | 0 | 42 | 0
|  |  |  | 0.603 | 264.4111 | 804.4111 | 11.1111 | 491.6586 | 0.068832 | 40.1642 | 40.1642 | 43.1331 | 10.4278 | 26.8183 | 1 | 26462.235 | 0.49884 | 0.013889 | 15455.6242 | 8388.2506 | [10 empty] | 3 | 3636 | TRUE | 42000 | 0 | 0.46811 | 0 |  |  |  |  | 606 | 60.6 | 46.8115 | 0 | 42 | 0
|  |  |  | 0.604 | 264.4 | 804.4 | 11.1111 | 491.6793 | 0.068835 | 40.0981 | 40.0981 | 43.0623 | 10.3951 | 26.7665 | 1 | 26431.1607 | 0.49884 | 0.013889 | 15429.7343 | 8361.7883 | [10 empty] | 3 | 3642 | TRUE | 42000 | 0 | 0.44793 | 0 |  |  |  |  | 607 | 60.7 | 44.7928 | 0 | 42 | 0
|  |  |  | 0.605 | 264.3889 | 804.3889 | 11.1111 | 491.6999 | 0.068838 | 40.032 | 40.032 | 42.9915 | 10.3623 | 26.7147 | 1 | 26400.1211 | 0.49884 | 0.013889 | 15403.8749 | 8335.3572 | [10 empty] | 3 | 3648 | TRUE | 42000 | 0 | 0.42865 | 0 |  |  |  |  | 608 | 60.8 | 42.865 | 0 | 42 | 0
|  |  |  | 0.606 | 264.3778 | 804.3778 | 11.1111 | 491.7206 | 0.068841 | 39.966 | 39.966 | 42.9207 | 10.3297 | 26.6629 | 1 | 26369.1164 | 0.49884 | 0.013889 | 15378.046 | 8308.9571 | [10 empty] | 3 | 3654 | TRUE | 42000 | 0 | 0.41024 | 0 |  |  |  |  | 609 | 60.9 | 41.0241 | 0 | 42 | 0
|  |  |  | 0.607 | 264.3667 | 804.3667 | 11.1111 | 491.7413 | 0.068844 | 39.9001 | 39.9001 | 42.8501 | 10.297 | 26.6112 | 1 | 26338.1465 | 0.49884 | 0.013889 | 15352.2474 | 8282.5879 | [10 empty] | 3 | 3660 | TRUE | 42000 | 0 | 0.39266 | 0 |  |  |  |  | 610 | 61 | 39.266 | 0 | 42 | 0
|  |  |  | 0.608 | 264.3556 | 804.3556 | 11.1111 | 491.7619 | 0.068847 | 39.8343 | 39.8343 | 42.7796 | 10.2644 | 26.5596 | 1 | 26307.2113 | 0.49884 | 0.013889 | 15326.4791 | 8256.2498 | [10 empty] | 3 | 3666 | TRUE | 42000 | 0 | 0.37587 | 0 |  |  |  |  | 611 | 61.1 | 37.5872 | 0 | 42 | 0
|  |  |  | 0.609 | 264.3444 | 804.3444 | 11.1111 | 491.7826 | 0.06885 | 39.7686 | 39.7686 | 42.7091 | 10.2319 | 26.5081 | 1 | 26276.3107 | 0.49884 | 0.013889 | 15300.7412 | 8229.9426 | [10 empty] | 3 | 3672 | TRUE | 42000 | 0 | 0.35984 | 0 |  |  |  |  | 612 | 61.2 | 35.9839 | 0 | 42 | 0
|  |  |  | 0.61 | 264.3333 | 804.3333 | 11.1111 | 491.8033 | 0.068852 | 39.7029 | 39.7029 | 42.6387 | 10.1993 | 26.4566 | 1 | 26245.4449 | 0.49884 | 0.013889 | 15275.0336 | 8203.6663 | [10 empty] | 3 | 3678 | TRUE | 42000 | 0 | 0.34453 | 0 |  |  |  |  | 613 | 61.3 | 34.4528 | 0 | 42 | 0
|  |  |  | 0.611 | 264.3222 | 804.3222 | 11.1111 | 491.824 | 0.068855 | 39.6373 | 39.6373 | 42.5684 | 10.1668 | 26.4051 | 1 | 26214.6137 | 0.49884 | 0.013889 | 15249.3562 | 8177.4208 | [10 empty] | 3 | 3684 | TRUE | 42000 | 0 | 0.32991 | 0 |  |  |  |  | 614 | 61.4 | 32.9906 | 0 | 42 | 0
|  |  |  | 0.612 | 264.3111 | 804.3111 | 11.1111 | 491.8446 | 0.068858 | 39.5718 | 39.5718 | 42.4981 | 10.1344 | 26.3537 | 1 | 26183.8171 | 0.49884 | 0.013889 | 15223.709 | 8151.2062 | [10 empty] | 3 | 3690 | TRUE | 42000 | 0 | 0.31594 | 0 |  |  |  |  | 615 | 61.5 | 31.5943 | 0 | 42 | 0
|  |  |  | 0.613 | 264.3 | 804.3 | 11.1111 | 491.8653 | 0.068861 | 39.5063 | 39.5063 | 42.428 | 10.102 | 26.3024 | 1 | 26153.055 | 0.49884 | 0.013889 | 15198.092 | 8125.0224 | [10 empty] | 3 | 3696 | TRUE | 42000 | 0 | 0.30261 | 0 |  |  |  |  | 616 | 61.6 | 30.2609 | 0 | 42 | 0
|  |  |  | 0.614 | 264.2889 | 804.2889 | 11.1111 | 491.886 | 0.068864 | 39.441 | 39.441 | 42.3579 | 10.0696 | 26.2511 | 1 | 26122.3275 | 0.49884 | 0.013889 | 15172.5052 | 8098.8693 | [10 empty] | 3 | 3702 | TRUE | 42000 | 0 | 0.28988 | 0 |  |  |  |  | 617 | 61.7 | 28.9875 | 0 | 42 | 0
|  |  |  | 0.615 | 264.2778 | 804.2778 | 11.1111 | 491.9067 | 0.068867 | 39.3757 | 39.3757 | 42.2879 | 10.0373 | 26.1999 | 1 | 26091.6344 | 0.49884 | 0.013889 | 15146.9485 | 8072.747 | [10 empty] | 3 | 3708 | TRUE | 42000 | 0 | 0.27771 | 0 |  |  |  |  | 618 | 61.8 | 27.7715 | 0 | 42 | 0
|  |  |  | 0.616 | 264.2667 | 804.2667 | 11.1111 | 491.9273 | 0.06887 | 39.3105 | 39.3105 | 42.218 | 10.005 | 26.1488 | 1 | 26060.9758 | 0.49884 | 0.013889 | 15121.4218 | 8046.6554 | [10 empty] | 3 | 3714 | TRUE | 42000 | 0 | 0.2661 | 0 |  |  |  |  | 619 | 61.9 | 26.6102 | 0 | 42 | 0
|  |  |  | 0.617 | 264.2556 | 804.2556 | 11.1111 | 491.948 | 0.068873 | 39.2453 | 39.2453 | 42.1482 | 9.9727 | 26.0977 | 1 | 26030.3515 | 0.49884 | 0.013889 | 15095.9252 | 8020.5944 | [10 empty] | 3 | 3720 | TRUE | 42000 | 0 | 0.25501 | 0 |  |  |  |  | 620 | 62 | 25.5012 | 0 | 42 | 0
|  |  |  | 0.618 | 264.2444 | 804.2444 | 11.1111 | 491.9687 | 0.068876 | 39.1802 | 39.1802 | 42.0784 | 9.9405 | 26.0466 | 1 | 25999.7617 | 0.49884 | 0.013889 | 15070.4586 | 7994.5641 | [10 empty] | 3 | 3726 | TRUE | 42000 | 0 | 0.24442 | 0 |  |  |  |  | 621 | 62.1 | 24.4422 | 0 | 42 | 0
|  |  |  | 0.619 | 264.2333 | 804.2333 | 11.1111 | 491.9894 | 0.068879 | 39.1152 | 39.1152 | 42.0087 | 9.9083 | 25.9957 | 1 | 25969.2062 | 0.49884 | 0.013889 | 15045.022 | 7968.5643 | [10 empty] | 3 | 3732 | TRUE | 42000 | 0 | 0.23431 | 0 |  |  |  |  | 622 | 62.2 | 23.4308 | 0 | 42 | 0
|  |  |  | 0.62 | 264.2222 | 804.2222 | 11.1111 | 492.0101 | 0.068881 | 39.0503 | 39.0503 | 41.9391 | 9.8761 | 25.9447 | 1 | 25938.6849 | 0.49884 | 0.013889 | 15019.6154 | 7942.5951 | [10 empty] | 3 | 3738 | TRUE | 42000 | 0 | 0.22465 | 0 |  |  |  |  | 623 | 62.3 | 22.465 | 0 | 42 | 0
|  |  |  | 0.621 | 264.2111 | 804.2111 | 11.1111 | 492.0308 | 0.068884 | 38.9855 | 38.9855 | 41.8696 | 9.844 | 25.8939 | 1 | 25908.1979 | 0.49884 | 0.013889 | 14994.2386 | 7916.6564 | [10 empty] | 3 | 3744 | TRUE | 42000 | 0 | 0.21543 | 0 |  |  |  |  | 624 | 62.4 | 21.5427 | 0 | 42 | 0
|  |  |  | 0.622 | 264.2 | 804.2 | 11.1111 | 492.0515 | 0.068887 | 38.9207 | 38.9207 | 41.8002 | 9.8119 | 25.8431 | 1 | 25877.7452 | 0.49884 | 0.013889 | 14968.8918 | 7890.7482 | [10 empty] | 3 | 3750 | TRUE | 42000 | 0 | 0.20662 | 0 |  |  |  |  | 625 | 62.5 | 20.6619 | 0 | 42 | 0
|  |  |  | 0.623 | 264.1889 | 804.1889 | 11.1111 | 492.0722 | 0.06889 | 38.856 | 38.856 | 41.7308 | 9.7799 | 25.7923 | 1 | 25847.3266 | 0.49884 | 0.013889 | 14943.5748 | 7864.8705 | [10 empty] | 3 | 3756 | TRUE | 42000 | 0 | 0.19821 | 0 |  |  |  |  | 626 | 62.6 | 19.8207 | 0 | 42 | 0
|  |  |  | 0.624 | 264.1778 | 804.1778 | 11.1111 | 492.0929 | 0.068893 | 38.7913 | 38.7913 | 41.6615 | 9.7479 | 25.7416 | 1 | 25816.9422 | 0.49884 | 0.013889 | 14918.2876 | 7839.0231 | [10 empty] | 3 | 3762 | TRUE | 42000 | 0 | 0.19017 | 0 |  |  |  |  | 627 | 62.7 | 19.0175 | 0 | 42 | 0
|  |  |  | 0.625 | 264.1667 | 804.1667 | 11.1111 | 492.1136 | 0.068896 | 38.7268 | 38.7268 | 41.5923 | 9.7159 | 25.691 | 1 | 25786.5919 | 0.49884 | 0.013889 | 14893.0301 | 7813.2062 | [10 empty] | 3 | 3768 | TRUE | 42000 | 0 | 0.1825 | 0 |  |  |  |  | 628 | 62.8 | 18.2504 | 0 | 42 | 0
|  |  |  | 0.626 | 264.1556 | 804.1556 | 11.1111 | 492.1343 | 0.068899 | 38.6623 | 38.6623 | 41.5232 | 9.684 | 25.6404 | 1 | 25756.2756 | 0.49884 | 0.013889 | 14867.8025 | 7787.4196 | [10 empty] | 3 | 3774 | TRUE | 42000 | 0 | 0.17518 | 0 |  |  |  |  | 629 | 62.9 | 17.5179 | 0 | 42 | 0
|  |  |  | 0.627 | 264.1444 | 804.1444 | 11.1111 | 492.155 | 0.068902 | 38.5979 | 38.5979 | 41.4542 | 9.6521 | 25.5899 | 1 | 25725.9934 | 0.49884 | 0.013889 | 14842.6045 | 7761.6633 | [10 empty] | 3 | 3780 | TRUE | 42000 | 0 | 0.16818 | 0 |  |  |  |  | 630 | 63 | 16.8183 | 0 | 42 | 0
|  |  |  | 0.628 | 264.1333 | 804.1333 | 11.1111 | 492.1757 | 0.068905 | 38.5336 | 38.5336 | 41.3852 | 9.6202 | 25.5395 | 1 | 25695.7452 | 0.49884 | 0.013889 | 14817.4362 | 7735.9373 | [10 empty] | 3 | 3786 | FALSE | 42000 | 0 | 0.16908 | 0 |  |  |  |  | 631 | 63.1 | 16.9076 | 0 | 42 | 0
|  |  |  | 0.629 | 264.1222 | 804.1222 | 11.1111 | 492.1964 | 0.068907 | 38.4693 | 38.4693 | 41.3163 | 9.5884 | 25.4891 | 1 | 25665.5309 | 0.49884 | 0.013889 | 14792.2976 | 7710.2416 | [10 empty] | 3 | 3792 | FALSE | 42000 | 0 | 0.16997 | 0 |  |  |  |  | 632 | 63.2 | 16.9969 | 0 | 42 | 0
|  |  |  | 0.63 | 264.1111 | 804.1111 | 11.1111 | 492.2171 | 0.06891 | 38.4051 | 38.4051 | 41.2475 | 9.5566 | 25.4387 | 1 | 25635.3506 | 0.49884 | 0.013889 | 14767.1885 | 7684.5761 | [10 empty] | 3 | 3798 | FALSE | 42000 | 0 | 0.17086 | 0 |  |  |  |  | 633 | 63.3 | 17.0862 | 0 | 42 | 0
|  |  |  | 0.631 | 264.1 | 804.1 | 11.1111 | 492.2378 | 0.068913 | 38.341 | 38.341 | 41.1787 | 9.5249 | 25.3884 | 1 | 25605.2042 | 0.49884 | 0.013889 | 14742.1091 | 7658.9407 | [10 empty] | 3 | 3804 | FALSE | 42000 | 0 | 0.17175 | 0 |  |  |  |  | 634 | 63.4 | 17.1755 | 0 | 42 | 0
|  |  |  | 0.632 | 264.0889 | 804.0889 | 11.1111 | 492.2585 | 0.068916 | 38.2769 | 38.2769 | 41.1101 | 9.4931 | 25.3382 | 1 | 25575.0916 | 0.49884 | 0.013889 | 14717.0592 | 7633.3355 | [10 empty] | 3 | 3810 | FALSE | 42000 | 0 | 0.17265 | 0 |  |  |  |  | 635 | 63.5 | 17.2647 | 0 | 42 | 0
|  |  |  | 0.633 | 264.0778 | 804.0778 | 11.1111 | 492.2792 | 0.068919 | 38.213 | 38.213 | 41.0415 | 9.4615 | 25.288 | 1 | 25545.0128 | 0.49884 | 0.013889 | 14692.0388 | 7607.7604 | [10 empty] | 3 | 3816 | FALSE | 42000 | 0 | 0.17354 | 0 |  |  |  |  | 636 | 63.6 | 17.354 | 0 | 42 | 0
|  |  |  | 0.634 | 264.0667 | 804.0667 | 11.1111 | 492.2999 | 0.068922 | 38.1491 | 38.1491 | 40.973 | 9.4298 | 25.2379 | 1 | 25514.9678 | 0.49884 | 0.013889 | 14667.0478 | 7582.2154 | [10 empty] | 3 | 3822 | FALSE | 42000 | 0 | 0.17443 | 0 |  |  |  |  | 637 | 63.7 | 17.4433 | 0 | 42 | 0
|  |  |  | 0.635 | 264.0556 | 804.0556 | 11.1111 | 492.3206 | 0.068925 | 38.0853 | 38.0853 | 40.9046 | 9.3982 | 25.1879 | 1 | 25484.9566 | 0.49884 | 0.013889 | 14642.0864 | 7556.7004 | [10 empty] | 3 | 3828 | FALSE | 42000 | 0 | 0.17533 | 0 |  |  |  |  | 638 | 63.8 | 17.5326 | 0 | 42 | 0
|  |  |  | 0.636 | 264.0444 | 804.0444 | 11.1111 | 492.3414 | 0.068928 | 38.0215 | 38.0215 | 40.8363 | 9.3667 | 25.1379 | 1 | 25454.9791 | 0.49884 | 0.013889 | 14617.1543 | 7531.2155 | [10 empty] | 3 | 3834 | FALSE | 42000 | 0 | 0.17622 | 0 |  |  |  |  | 639 | 63.9 | 17.6219 | 0 | 42 | 0
|  |  |  | 0.637 | 264.0333 | 804.0333 | 11.1111 | 492.3621 | 0.068931 | 37.9578 | 37.9578 | 40.768 | 9.3351 | 25.0879 | 1 | 25425.0352 | 0.49884 | 0.013889 | 14592.2516 | 7505.7605 | [10 empty] | 3 | 3840 | FALSE | 42000 | 0 | 0.17711 | 0 |  |  |  |  | 640 | 64 | 17.7112 | 0 | 42 | 0
|  |  |  | 0.638 | 264.0222 | 804.0222 | 11.1111 | 492.3828 | 0.068934 | 37.8942 | 37.8942 | 40.6998 | 9.3036 | 25.0381 | 1 | 25395.125 | 0.49884 | 0.013889 | 14567.3783 | 7480.3355 | [10 empty] | 3 | 3846 | FALSE | 42000 | 0 | 0.178 | 0 |  |  |  |  | 641 | 64.1 | 17.8005 | 0 | 42 | 0
|  |  |  | 0.639 | 264.0111 | 804.0111 | 11.1111 | 492.4035 | 0.068936 | 37.8307 | 37.8307 | 40.6317 | 9.2722 | 24.9882 | 1 | 25365.2483 | 0.49884 | 0.013889 | 14542.5342 | 7454.9403 | [10 empty] | 3 | 3852 | FALSE | 42000 | 0 | 0.1789 | 0 |  |  |  |  | 642 | 64.2 | 17.8897 | 0 | 42 | 0
|  |  |  | 0.64 | 264 | 804 | 11.1111 | 492.4242 | 0.068939 | 37.7672 | 37.7672 | 40.5637 | 9.2408 | 24.9385 | 1 | 25335.4053 | 0.49884 | 0.013889 | 14517.7195 | 7429.5751 | [10 empty] | 3 | 3858 | FALSE | 42000 | 0 | 0.17979 | 0 |  |  |  |  | 643 | 64.3 | 17.979 | 0 | 42 | 0
|  |  |  | 0.641 | 263.9889 | 803.9889 | 11.1111 | 492.445 | 0.068942 | 37.7038 | 37.7038 | 40.4957 | 9.2094 | 24.8888 | 1 | 25305.5957 | 0.49884 | 0.013889 | 14492.934 | 7404.2397 | [10 empty] | 3 | 3864 | FALSE | 42000 | 0 | 0.18068 | 0 |  |  |  |  | 644 | 64.4 | 18.0683 | 0 | 42 | 0
|  |  |  | 0.642 | 263.9778 | 803.9778 | 11.1111 | 492.4657 | 0.068945 | 37.6405 | 37.6405 | 40.4278 | 9.178 | 24.8391 | 1 | 25275.8197 | 0.49884 | 0.013889 | 14468.1777 | 7378.9341 | [10 empty] | 3 | 3870 | FALSE | 42000 | 0 | 0.18158 | 0 |  |  |  |  | 645 | 64.5 | 18.1576 | 0 | 42 | 0
|  |  |  | 0.643 | 263.9667 | 803.9667 | 11.1111 | 492.4864 | 0.068948 | 37.5773 | 37.5773 | 40.36 | 9.1467 | 24.7895 | 1 | 25246.0771 | 0.49884 | 0.013889 | 14443.4506 | 7353.6583 | [10 empty] | 3 | 3876 | FALSE | 42000 | 0 | 0.18247 | 0 |  |  |  |  | 646 | 64.6 | 18.2469 | 0 | 42 | 0
|  |  |  | 0.644 | 263.9556 | 803.9556 | 11.1111 | 492.5072 | 0.068951 | 37.5141 | 37.5141 | 40.2923 | 9.1154 | 24.74 | 1 | 25216.3679 | 0.49884 | 0.013889 | 14418.7527 | 7328.4122 | [10 empty] | 3 | 3882 | FALSE | 42000 | 0 | 0.18336 | 0 |  |  |  |  | 647 | 64.7 | 18.3362 | 0 | 42 | 0
|  |  |  | 0.645 | 263.9444 | 803.9444 | 11.1111 | 492.5279 | 0.068954 | 37.451 | 37.451 | 40.2246 | 9.0842 | 24.6905 | 1 | 25186.6921 | 0.49884 | 0.013889 | 14394.0838 | 7303.1958 | [10 empty] | 3 | 3888 | FALSE | 42000 | 0 | 0.18425 | 0 |  |  |  |  | 648 | 64.8 | 18.4255 | 0 | 42 | 0
|  |  |  | 0.646 | 263.9333 | 803.9333 | 11.1111 | 492.5486 | 0.068957 | 37.388 | 37.388 | 40.1571 | 9.053 | 24.641 | 1 | 25157.0496 | 0.49884 | 0.013889 | 14369.4441 | 7278.0091 | [10 empty] | 3 | 3894 | FALSE | 42000 | 0 | 0.18515 | 0 |  |  |  |  | 649 | 64.9 | 18.5147 | 0 | 42 | 0
|  |  |  | 0.647 | 263.9222 | 803.9222 | 11.1111 | 492.5694 | 0.06896 | 37.325 | 37.325 | 40.0896 | 9.0218 | 24.5917 | 1 | 25127.4405 | 0.49884 | 0.013889 | 14344.8334 | 7252.8521 | [10 empty] | 3 | 3900 | FALSE | 42000 | 0 | 0.18604 | 0 |  |  |  |  | 650 | 65 | 18.604 | 0 | 42 | 0
|  |  |  | 0.648 | 263.9111 | 803.9111 | 11.1111 | 492.5901 | 0.068963 | 37.2621 | 37.2621 | 40.0222 | 8.9907 | 24.5423 | 1 | 25097.8646 | 0.49884 | 0.013889 | 14320.2517 | 7227.7246 | [10 empty] | 3 | 3906 | FALSE | 42000 | 0 | 0.18693 | 0 |  |  |  |  | 651 | 65.1 | 18.6933 | 0 | 42 | 0
|  |  |  | 0.649 | 263.9 | 803.9 | 11.1111 | 492.6108 | 0.068966 | 37.1993 | 37.1993 | 39.9548 | 8.9596 | 24.4931 | 1 | 25068.3219 | 0.49884 | 0.013889 | 14295.699 | 7202.6268 | [10 empty] | 3 | 3912 | FALSE | 42000 | 0 | 0.18783 | 0 |  |  |  |  | 652 | 65.2 | 18.7826 | 0 | 42 | 0
|  |  |  | 0.65 | 263.8889 | 803.8889 | 11.1111 | 492.6316 | 0.068968 | 37.1366 | 37.1366 | 39.8876 | 8.9285 | 24.4439 | 1 | 25038.8125 | 0.49884 | 0.013889 | 14271.1752 | 7177.5585 | [10 empty] | 3 | 3918 | FALSE | 42000 | 0 | 0.18872 | 0 |  |  |  |  | 653 | 65.3 | 18.8719 | 0 | 42 | 0
|  |  |  | 0.651 | 263.8778 | 803.8778 | 11.1111 | 492.6523 | 0.068971 | 37.0739 | 37.0739 | 39.8204 | 8.8975 | 24.3947 | 1 | 25009.3362 | 0.49884 | 0.013889 | 14246.6804 | 7152.5196 | [10 empty] | 3 | 3924 | FALSE | 42000 | 0 | 0.18961 | 0 |  |  |  |  | 654 | 65.4 | 18.9612 | 0 | 42 | 0
|  |  |  | 0.652 | 263.8667 | 803.8667 | 11.1111 | 492.6731 | 0.068974 | 37.0113 | 37.0113 | 39.7533 | 8.8665 | 24.3456 | 1 | 24979.8931 | 0.49884 | 0.013889 | 14222.2145 | 7127.5103 | [10 empty] | 3 | 3930 | FALSE | 42000 | 0 | 0.1905 | 0 |  |  |  |  | 655 | 65.5 | 19.0505 | 0 | 42 | 0
|  |  |  | 0.653 | 263.8556 | 803.8556 | 11.1111 | 492.6938 | 0.068977 | 36.9488 | 36.9488 | 39.6862 | 8.8356 | 24.2966 | 1 | 24950.4831 | 0.49884 | 0.013889 | 14197.7774 | 7102.5304 | [10 empty] | 3 | 3936 | FALSE | 42000 | 0 | 0.1914 | 0 |  |  |  |  | 656 | 65.6 | 19.1397 | 0 | 42 | 0
|  |  |  | 0.654 | 263.8444 | 803.8444 | 11.1111 | 492.7146 | 0.06898 | 36.8863 | 36.8863 | 39.6193 | 8.8047 | 24.2476 | 1 | 24921.1061 | 0.49884 | 0.013889 | 14173.3691 | 7077.5799 | [10 empty] | 3 | 3942 | FALSE | 42000 | 0 | 0.19229 | 0 |  |  |  |  | 657 | 65.7 | 19.229 | 0 | 42 | 0
|  |  |  | 0.655 | 263.8333 | 803.8333 | 11.1111 | 492.7353 | 0.068983 | 36.824 | 36.824 | 39.5524 | 8.7738 | 24.1987 | 1 | 24891.7621 | 0.49884 | 0.013889 | 14148.9896 | 7052.6588 | [10 empty] | 3 | 3948 | FALSE | 42000 | 0 | 0.19318 | 0 |  |  |  |  | 658 | 65.8 | 19.3183 | 0 | 42 | 0
|  |  |  | 0.656 | 263.8222 | 803.8222 | 11.1111 | 492.7561 | 0.068986 | 36.7616 | 36.7616 | 39.4856 | 8.7429 | 24.1498 | 1 | 24862.4511 | 0.49884 | 0.013889 | 14124.6389 | 7027.7671 | [10 empty] | 3 | 3954 | FALSE | 42000 | 0 | 0.19408 | 0 |  |  |  |  | 659 | 65.9 | 19.4076 | 0 | 42 | 0
|  |  |  | 0.657 | 263.8111 | 803.8111 | 11.1111 | 492.7768 | 0.068989 | 36.6994 | 36.6994 | 39.4189 | 8.7121 | 24.101 | 1 | 24833.1731 | 0.49884 | 0.013889 | 14100.3169 | 7002.9046 | [10 empty] | 3 | 3960 | FALSE | 42000 | 0 | 0.19497 | 0 |  |  |  |  | 660 | 66 | 19.4969 | 0 | 42 | 0
|  |  |  | 0.658 | 263.8 | 803.8 | 11.1111 | 492.7976 | 0.068992 | 36.6372 | 36.6372 | 39.3522 | 8.6814 | 24.0523 | 1 | 24803.928 | 0.49884 | 0.013889 | 14076.0236 | 6978.0714 | [10 empty] | 3 | 3966 | FALSE | 42000 | 0 | 0.19586 | 0 |  |  |  |  | 661 | 66.1 | 19.5862 | 0 | 42 | 0
|  |  |  | 0.659 | 263.7889 | 803.7889 | 11.1111 | 492.8183 | 0.068995 | 36.5751 | 36.5751 | 39.2856 | 8.6506 | 24.0036 | 1 | 24774.7158 | 0.49884 | 0.013889 | 14051.759 | 6953.2675 | [10 empty] | 3 | 3972 | FALSE | 42000 | 0 | 0.19675 | 0 |  |  |  |  | 662 | 66.2 | 19.6755 | 0 | 42 | 0
|  |  |  | 0.66 | 263.7778 | 803.7778 | 11.1111 | 492.8391 | 0.068997 | 36.5131 | 36.5131 | 39.2191 | 8.6199 | 23.9549 | 1 | 24745.5364 | 0.49884 | 0.013889 | 14027.523 | 6928.4928 | [10 empty] | 3 | 3978 | FALSE | 42000 | 0 | 0.19765 | 0 |  |  |  |  | 663 | 66.3 | 19.7647 | 0 | 42 | 0
|  |  |  | 0.661 | 263.7667 | 803.7667 | 11.1111 | 492.8599 | 0.069 | 36.4511 | 36.4511 | 39.1527 | 8.5892 | 23.9063 | 1 | 24716.3898 | 0.49884 | 0.013889 | 14003.3155 | 6903.7473 | [10 empty] | 3 | 3984 | FALSE | 42000 | 0 | 0.19854 | 0 |  |  |  |  | 664 | 66.4 | 19.854 | 0 | 42 | 0
|  |  |  | 0.662 | 263.7556 | 803.7556 | 11.1111 | 492.8806 | 0.069003 | 36.3893 | 36.3893 | 39.0863 | 8.5586 | 23.8578 | 1 | 24687.276 | 0.49884 | 0.013889 | 13979.1367 | 6879.0309 | [10 empty] | 3 | 3990 | FALSE | 42000 | 0 | 0.19943 | 0 |  |  |  |  | 665 | 66.5 | 19.9433 | 0 | 42 | 0
|  |  |  | 0.663 | 263.7444 | 803.7444 | 11.1111 | 492.9014 | 0.069006 | 36.3274 | 36.3274 | 39.0201 | 8.528 | 23.8093 | 1 | 24658.195 | 0.49884 | 0.013889 | 13954.9864 | 6854.3436 | [10 empty] | 3 | 3996 | FALSE | 42000 | 0 | 0.20033 | 0 |  |  |  |  | 666 | 66.6 | 20.0326 | 0 | 42 | 0
|  |  |  | 0.664 | 263.7333 | 803.7333 | 11.1111 | 492.9221 | 0.069009 | 36.2657 | 36.2657 | 38.9539 | 8.4975 | 23.7609 | 1 | 24629.1466 | 0.49884 | 0.013889 | 13930.8646 | 6829.6854 | [10 empty] | 3 | 4002 | FALSE | 42000 | 0 | 0.20122 | 0 |  |  |  |  | 667 | 66.7 | 20.1219 | 0 | 42 | 0
|  |  |  | 0.665 | 263.7222 | 803.7222 | 11.1111 | 492.9429 | 0.069012 | 36.204 | 36.204 | 38.8877 | 8.4669 | 23.7125 | 1 | 24600.1309 | 0.49884 | 0.013889 | 13906.7712 | 6805.0562 | [10 empty] | 3 | 4008 | FALSE | 42000 | 0 | 0.20211 | 0 |  |  |  |  | 668 | 66.8 | 20.2112 | 0 | 42 | 0
|  |  |  | 0.666 | 263.7111 | 803.7111 | 11.1111 | 492.9637 | 0.069015 | 36.1424 | 36.1424 | 38.8217 | 8.4364 | 23.6642 | 1 | 24571.1479 | 0.49884 | 0.013889 | 13882.7063 | 6780.4561 | [10 empty] | 3 | 4014 | FALSE | 42000 | 0 | 0.203 | 0 |  |  |  |  | 669 | 66.9 | 20.3005 | 0 | 42 | 0
|  |  |  | 0.667 | 263.7 | 803.7 | 11.1111 | 492.9845 | 0.069018 | 36.0809 | 36.0809 | 38.7557 | 8.406 | 23.616 | 1 | 24542.1974 | 0.49884 | 0.013889 | 13858.6698 | 6755.885 | [10 empty] | 3 | 4020 | FALSE | 42000 | 0 | 0.2039 | 0 |  |  |  |  | 670 | 67 | 20.3897 | 0 | 42 | 0
|  |  |  | 0.668 | 263.6889 | 803.6889 | 11.1111 | 493.0052 | 0.069021 | 36.0194 | 36.0194 | 38.6898 | 8.3756 | 23.5678 | 1 | 24513.2795 | 0.49884 | 0.013889 | 13834.6616 | 6731.3428 | [10 empty] | 3 | 4026 | FALSE | 42000 | 0 | 0.20479 | 0 |  |  |  |  | 671 | 67.1 | 20.479 | 0 | 42 | 0
|  |  |  | 0.669 | 263.6778 | 803.6778 | 11.1111 | 493.026 | 0.069024 | 35.958 | 35.958 | 38.624 | 8.3452 | 23.5196 | 1 | 24484.3942 | 0.49884 | 0.013889 | 13810.6818 | 6706.8295 | [10 empty] | 3 | 4032 | FALSE | 42000 | 0 | 0.20568 | 0 |  |  |  |  | 672 | 67.2 | 20.5683 | 0 | 42 | 0
|  |  |  | 0.67 | 263.6667 | 803.6667 | 11.1111 | 493.0468 | 0.069027 | 35.8967 | 35.8967 | 38.5583 | 8.3148 | 23.4715 | 1 | 24455.5413 | 0.49884 | 0.013889 | 13786.7303 | 6682.3451 | [10 empty] | 3 | 4038 | FALSE | 42000 | 0 | 0.20658 | 0 |  |  |  |  | 673 | 67.3 | 20.6576 | 0 | 42 | 0
|  |  |  | 0.671 | 263.6556 | 803.6556 | 11.1111 | 493.0676 | 0.069029 | 35.8355 | 35.8355 | 38.4926 | 8.2845 | 23.4235 | 1 | 24426.7209 | 0.49884 | 0.013889 | 13762.8071 | 6657.8896 | [10 empty] | 3 | 4044 | FALSE | 42000 | 0 | 0.20747 | 0 |  |  |  |  | 674 | 67.4 | 20.7469 | 0 | 42 | 0
|  |  |  | 0.672 | 263.6444 | 803.6444 | 11.1111 | 493.0883 | 0.069032 | 35.7743 | 35.7743 | 38.427 | 8.2542 | 23.3755 | 1 | 24397.9329 | 0.49884 | 0.013889 | 13738.9121 | 6633.4628 | [10 empty] | 3 | 4050 | FALSE | 42000 | 0 | 0.20836 | 0 |  |  |  |  | 675 | 67.5 | 20.8362 | 0 | 42 | 0
|  |  |  | 0.673 | 263.6333 | 803.6333 | 11.1111 | 493.1091 | 0.069035 | 35.7132 | 35.7132 | 38.3615 | 8.224 | 23.3276 | 1 | 24369.1773 | 0.49884 | 0.013889 | 13715.0454 | 6609.0649 | [10 empty] | 3 | 4056 | FALSE | 42000 | 0 | 0.20925 | 0 |  |  |  |  | 676 | 67.6 | 20.9255 | 0 | 42 | 0
|  |  |  | 0.674 | 263.6222 | 803.6222 | 11.1111 | 493.1299 | 0.069038 | 35.6521 | 35.6521 | 38.296 | 8.1938 | 23.2797 | 1 | 24340.454 | 0.49884 | 0.013889 | 13691.2068 | 6584.6957 | [10 empty] | 3 | 4062 | FALSE | 42000 | 0 | 0.21015 | 0 |  |  |  |  | 677 | 67.7 | 21.0147 | 0 | 42 | 0
|  |  |  | 0.675 | 263.6111 | 803.6111 | 11.1111 | 493.1507 | 0.069041 | 35.5911 | 35.5911 | 38.2306 | 8.1636 | 23.2319 | 1 | 24311.7631 | 0.49884 | 0.013889 | 13667.3963 | 6560.3553 | [10 empty] | 3 | 4068 | FALSE | 42000 | 0 | 0.21104 | 0 |  |  |  |  | 678 | 67.8 | 21.104 | 0 | 42 | 0
|  |  |  | 0.676 | 263.6 | 803.6 | 11.1111 | 493.1715 | 0.069044 | 35.5302 | 35.5302 | 38.1653 | 8.1335 | 23.1842 | 1 | 24283.1044 | 0.49884 | 0.013889 | 13643.614 | 6536.0435 | [10 empty] | 3 | 4074 | FALSE | 42000 | 0 | 0.21193 | 0 |  |  |  |  | 679 | 67.9 | 21.1933 | 0 | 42 | 0
|  |  |  | 0.677 | 263.5889 | 803.5889 | 11.1111 | 493.1923 | 0.069047 | 35.4694 | 35.4694 | 38.1001 | 8.1033 | 23.1364 | 1 | 24254.478 | 0.49884 | 0.013889 | 13619.8598 | 6511.7604 | [10 empty] | 3 | 4080 | FALSE | 42000 | 0 | 0.21283 | 0 |  |  |  |  | 680 | 68 | 21.2826 | 0 | 42 | 0
|  |  |  | 0.678 | 263.5778 | 803.5778 | 11.1111 | 493.2131 | 0.06905 | 35.4086 | 35.4086 | 38.035 | 8.0733 | 23.0888 | 1 | 24225.8838 | 0.49884 | 0.013889 | 13596.1336 | 6487.5059 | [10 empty] | 3 | 4086 | FALSE | 42000 | 0 | 0.21372 | 0 |  |  |  |  | 681 | 68.1 | 21.3719 | 0 | 42 | 0
|  |  |  | 0.679 | 263.5667 | 803.5667 | 11.1111 | 493.2338 | 0.069053 | 35.348 | 35.348 | 37.9699 | 8.0432 | 23.0412 | 1 | 24197.3218 | 0.49884 | 0.013889 | 13572.4354 | 6463.28 | [10 empty] | 3 | 4092 | FALSE | 42000 | 0 | 0.21461 | 0 |  |  |  |  | 682 | 68.2 | 21.4612 | 0 | 42 | 0
|  |  |  | 0.68 | 263.5556 | 803.5556 | 11.1111 | 493.2546 | 0.069056 | 35.2873 | 35.2873 | 37.9049 | 8.0132 | 22.9937 | 1 | 24168.7919 | 0.49884 | 0.013889 | 13548.7653 | 6439.0827 | [10 empty] | 3 | 4098 | FALSE | 42000 | 0 | 0.2155 | 0 |  |  |  |  | 683 | 68.3 | 21.5505 | 0 | 42 | 0
|  |  |  | 0.681 | 263.5444 | 803.5444 | 11.1111 | 493.2754 | 0.069059 | 35.2268 | 35.2268 | 37.8399 | 7.9833 | 22.9462 | 1 | 24140.2942 | 0.49884 | 0.013889 | 13525.1231 | 6414.9139 | [10 empty] | 3 | 4104 | FALSE | 42000 | 0 | 0.2164 | 0 |  |  |  |  | 684 | 68.4 | 21.6397 | 0 | 42 | 0
|  |  |  | 0.682 | 263.5333 | 803.5333 | 11.1111 | 493.2962 | 0.069061 | 35.1663 | 35.1663 | 37.7751 | 7.9533 | 22.8987 | 1 | 24111.8285 | 0.49884 | 0.013889 | 13501.5088 | 6390.7736 | [10 empty] | 3 | 4110 | FALSE | 42000 | 0 | 0.21729 | 0 |  |  |  |  | 685 | 68.5 | 21.729 | 0 | 42 | 0
|  |  |  | 0.683 | 263.5222 | 803.5222 | 11.1111 | 493.317 | 0.069064 | 35.1059 | 35.1059 | 37.7103 | 7.9234 | 22.8513 | 1 | 24083.3948 | 0.49884 | 0.013889 | 13477.9224 | 6366.6618 | [10 empty] | 3 | 4116 | FALSE | 42000 | 0 | 0.21818 | 0 |  |  |  |  | 686 | 68.6 | 21.8183 | 0 | 42 | 0
|  |  |  | 0.684 | 263.5111 | 803.5111 | 11.1111 | 493.3378 | 0.069067 | 35.0455 | 35.0455 | 37.6456 | 7.8936 | 22.804 | 1 | 24054.9932 | 0.49884 | 0.013889 | 13454.3639 | 6342.5784 | [10 empty] | 3 | 4122 | FALSE | 42000 | 0 | 0.21908 | 0 |  |  |  |  | 687 | 68.7 | 21.9076 | 0 | 42 | 0
|  |  |  | 0.685 | 263.5 | 803.5 | 11.1111 | 493.3586 | 0.06907 | 34.9852 | 34.9852 | 37.581 | 7.8638 | 22.7568 | 1 | 24026.6235 | 0.49884 | 0.013889 | 13430.8332 | 6318.5234 | [10 empty] | 3 | 4128 | FALSE | 42000 | 0 | 0.21997 | 0 |  |  |  |  | 688 | 68.8 | 21.9969 | 0 | 42 | 0
|  |  |  | 0.686 | 263.4889 | 803.4889 | 11.1111 | 493.3794 | 0.069073 | 34.925 | 34.925 | 37.5164 | 7.834 | 22.7095 | 1 | 23998.2858 | 0.49884 | 0.013889 | 13407.3303 | 6294.4968 | [10 empty] | 3 | 4134 | FALSE | 42000 | 0 | 0.22086 | 0 |  |  |  |  | 689 | 68.9 | 22.0862 | 0 | 42 | 0
|  |  |  | 0.687 | 263.4778 | 803.4778 | 11.1111 | 493.4002 | 0.069076 | 34.8649 | 34.8649 | 37.4519 | 7.8042 | 22.6624 | 1 | 23969.9799 | 0.49884 | 0.013889 | 13383.8551 | 6270.4985 | [10 empty] | 3 | 4140 | FALSE | 42000 | 0 | 0.22175 | 0 |  |  |  |  | 690 | 69 | 22.1755 | 0 | 42 | 0
|  |  |  | 0.688 | 263.4667 | 803.4667 | 11.1111 | 493.4211 | 0.069079 | 34.8048 | 34.8048 | 37.3875 | 7.7745 | 22.6153 | 1 | 23941.706 | 0.49884 | 0.013889 | 13360.4078 | 6246.5285 | [10 empty] | 3 | 4146 | FALSE | 42000 | 0 | 0.22265 | 0 |  |  |  |  | 691 | 69.1 | 22.2647 | 0 | 42 | 0
|  |  |  | 0.689 | 263.4556 | 803.4556 | 11.1111 | 493.4419 | 0.069082 | 34.7448 | 34.7448 | 37.3232 | 7.7448 | 22.5682 | 1 | 23913.4638 | 0.49884 | 0.013889 | 13336.9881 | 6222.5868 | [10 empty] | 3 | 4152 | FALSE | 42000 | 0 | 0.22354 | 0 |  |  |  |  | 692 | 69.2 | 22.354 | 0 | 42 | 0
|  |  |  | 0.69 | 263.4444 | 803.4444 | 11.1111 | 493.4627 | 0.069085 | 34.6849 | 34.6849 | 37.2589 | 7.7151 | 22.5212 | 1 | 23885.2535 | 0.49884 | 0.013889 | 13313.5961 | 6198.6734 | [10 empty] | 3 | 4158 | FALSE | 42000 | 0 | 0.22443 | 0 |  |  |  |  | 693 | 69.3 | 22.4433 | 0 | 42 | 0
|  |  |  | 0.691 | 263.4333 | 803.4333 | 11.1111 | 493.4835 | 0.069088 | 34.625 | 34.625 | 37.1947 | 7.6855 | 22.4743 | 1 | 23857.0749 | 0.49884 | 0.013889 | 13290.2317 | 6174.7881 | [10 empty] | 3 | 4164 | FALSE | 42000 | 0 | 0.22533 | 0 |  |  |  |  | 694 | 69.4 | 22.5326 | 0 | 42 | 0
|  |  |  | 0.692 | 263.4222 | 803.4222 | 11.1111 | 493.5043 | 0.069091 | 34.5652 | 34.5652 | 37.1306 | 7.6559 | 22.4274 | 1 | 23828.9281 | 0.49884 | 0.013889 | 13266.895 | 6150.931 | [10 empty] | 3 | 4170 | FALSE | 42000 | 0 | 0.22622 | 0 |  |  |  |  | 695 | 69.5 | 22.6219 | 0 | 42 | 0
|  |  |  | 0.693 | 263.4111 | 803.4111 | 11.1111 | 493.5251 | 0.069094 | 34.5055 | 34.5055 | 37.0665 | 7.6264 | 22.3805 | 1 | 23800.8129 | 0.49884 | 0.013889 | 13243.5858 | 6127.1021 | [10 empty] | 3 | 4176 | FALSE | 42000 | 0 | 0.22711 | 0 |  |  |  |  | 696 | 69.6 | 22.7112 | 0 | 42 | 0
|  |  |  | 0.694 | 263.4 | 803.4 | 11.1111 | 493.5459 | 0.069096 | 34.4458 | 34.4458 | 37.0026 | 7.5968 | 22.3337 | 1 | 23772.7294 | 0.49884 | 0.013889 | 13220.3042 | 6103.3013 | [10 empty] | 3 | 4182 | FALSE | 42000 | 0 | 0.228 | 0 |  |  |  |  | 697 | 69.7 | 22.8005 | 0 | 42 | 0
|  |  |  | 0.695 | 263.3889 | 803.3889 | 11.1111 | 493.5668 | 0.069099 | 34.3862 | 34.3862 | 36.9387 | 7.5674 | 22.287 | 1 | 23744.6776 | 0.49884 | 0.013889 | 13197.0501 | 6079.5286 | [10 empty] | 3 | 4188 | FALSE | 42000 | 0 | 0.2289 | 0 |  |  |  |  | 698 | 69.8 | 22.8897 | 0 | 42 | 0
|  |  |  | 0.696 | 263.3778 | 803.3778 | 11.1111 | 493.5876 | 0.069102 | 34.3267 | 34.3267 | 36.8748 | 7.5379 | 22.2403 | 1 | 23716.6573 | 0.49884 | 0.013889 | 13173.8236 | 6055.7839 | [10 empty] | 3 | 4194 | FALSE | 42000 | 0 | 0.22979 | 0 |  |  |  |  | 699 | 69.9 | 22.979 | 0 | 42 | 0
|  |  |  | 0.697 | 263.3667 | 803.3667 | 11.1111 | 493.6084 | 0.069105 | 34.2672 | 34.2672 | 36.8111 | 7.5085 | 22.1937 | 1 | 23688.6686 | 0.49884 | 0.013889 | 13150.6244 | 6032.0672 | [10 empty] | 3 | 4200 | FALSE | 42000 | 0 | 0.23068 | 0 |  |  |  |  | 700 | 70 | 23.0683 | 0 | 42 | 0
|  |  |  | 0.698 | 263.3556 | 803.3556 | 11.1111 | 493.6292 | 0.069108 | 34.2079 | 34.2079 | 36.7474 | 7.4791 | 22.1471 | 1 | 23660.7114 | 0.49884 | 0.013889 | 13127.4527 | 6008.3786 | [10 empty] | 3 | 4206 | FALSE | 42000 | 0 | 0.23158 | 0 |  |  |  |  | 701 | 70.1 | 23.1576 | 0 | 42 | 0
|  |  |  | 0.699 | 263.3444 | 803.3444 | 11.1111 | 493.6501 | 0.069111 | 34.1485 | 34.1485 | 36.6838 | 7.4498 | 22.1006 | 1 | 23632.7857 | 0.49884 | 0.013889 | 13104.3084 | 5984.7178 | [10 empty] | 3 | 4212 | FALSE | 42000 | 0 | 0.23247 | 0 |  |  |  |  | 702 | 70.2 | 23.2469 | 0 | 42 | 0
|  |  |  | 0.7 | 263.3333 | 803.3333 | 11.1111 | 493.6709 | 0.069114 | 34.0893 | 34.0893 | 36.6202 | 7.4204 | 22.0541 | 1 | 23604.8914 | 0.49884 | 0.013889 | 13081.1914 | 5961.0851 | [10 empty] | 3 | 4218 | FALSE | 42000 | 0 | 0.23336 | 0 |  |  |  |  | 703 | 70.3 | 23.3362 | 0 | 42 | 0
|  |  |  | 0.701 | 263.3222 | 803.3222 | 11.1111 | 493.6917 | 0.069117 | 34.0301 | 34.0301 | 36.5568 | 7.3912 | 22.0077 | 1 | 23577.0286 | 0.49884 | 0.013889 | 13058.1018 | 5937.4802 | [10 empty] | 3 | 4224 | FALSE | 42000 | 0 | 0.23425 | 0 |  |  |  |  | 704 | 70.4 | 23.4255 | 0 | 42 | 0
|  |  |  | 0.702 | 263.3111 | 803.3111 | 11.1111 | 493.7125 | 0.06912 | 33.971 | 33.971 | 36.4934 | 7.3619 | 21.9614 | 1 | 23549.1972 | 0.49884 | 0.013889 | 13035.0395 | 5913.9031 | [10 empty] | 3 | 4230 | FALSE | 42000 | 0 | 0.23515 | 0 |  |  |  |  | 705 | 70.5 | 23.5147 | 0 | 42 | 0
|  |  |  | 0.703 | 263.3 | 803.3 | 11.1111 | 493.7334 | 0.069123 | 33.9119 | 33.9119 | 36.4301 | 7.3327 | 21.9151 | 1 | 23521.3971 | 0.49884 | 0.013889 | 13012.0045 | 5890.3539 | [10 empty] | 3 | 4236 | FALSE | 42000 | 0 | 0.23604 | 0 |  |  |  |  | 706 | 70.6 | 23.604 | 0 | 42 | 0
|  |  |  | 0.704 | 263.2889 | 803.2889 | 11.1111 | 493.7542 | 0.069126 | 33.8529 | 33.8529 | 36.3668 | 7.3035 | 21.8688 | 1 | 23493.6283 | 0.49884 | 0.013889 | 12988.9967 | 5866.8325 | [10 empty] | 3 | 4242 | FALSE | 42000 | 0 | 0.23693 | 0 |  |  |  |  | 707 | 70.7 | 23.6933 | 0 | 42 | 0
|  |  |  | 0.705 | 263.2778 | 803.2778 | 11.1111 | 493.7751 | 0.069129 | 33.794 | 33.794 | 36.3036 | 7.2744 | 21.8226 | 1 | 23465.8908 | 0.49884 | 0.013889 | 12966.0161 | 5843.3389 | [10 empty] | 3 | 4248 | FALSE | 42000 | 0 | 0.23783 | 0 |  |  |  |  | 708 | 70.8 | 23.7826 | 0 | 42 | 0
|  |  |  | 0.706 | 263.2667 | 803.2667 | 11.1111 | 493.7959 | 0.069131 | 33.7352 | 33.7352 | 36.2405 | 7.2453 | 21.7765 | 1 | 23438.1846 | 0.49884 | 0.013889 | 12943.0627 | 5819.873 | [10 empty] | 3 | 4254 | FALSE | 42000 | 0 | 0.23872 | 0 |  |  |  |  | 709 | 70.9 | 23.8719 | 0 | 42 | 0
|  |  |  | 0.707 | 263.2556 | 803.2556 | 11.1111 | 493.8167 | 0.069134 | 33.6764 | 33.6764 | 36.1775 | 7.2162 | 21.7304 | 1 | 23410.5096 | 0.49884 | 0.013889 | 12920.1365 | 5796.4348 | [10 empty] | 3 | 4260 | FALSE | 42000 | 0 | 0.23961 | 0 |  |  |  |  | 710 | 71 | 23.9612 | 0 | 42 | 0
|  |  |  | 0.708 | 263.2444 | 803.2444 | 11.1111 | 493.8376 | 0.069137 | 33.6177 | 33.6177 | 36.1145 | 7.1871 | 21.6843 | 1 | 23382.8658 | 0.49884 | 0.013889 | 12897.2373 | 5773.0243 | [10 empty] | 3 | 4266 | FALSE | 42000 | 0 | 0.2405 | 0 |  |  |  |  | 711 | 71.1 | 24.0505 | 0 | 42 | 0
|  |  |  | 0.709 | 263.2333 | 803.2333 | 11.1111 | 493.8584 | 0.06914 | 33.559 | 33.559 | 36.0517 | 7.1581 | 21.6383 | 1 | 23355.2531 | 0.49884 | 0.013889 | 12874.3653 | 5749.6415 | [10 empty] | 3 | 4272 | FALSE | 42000 | 0 | 0.2414 | 0 |  |  |  |  | 712 | 71.2 | 24.1397 | 0 | 42 | 0
|  |  |  | 0.71 | 263.2222 | 803.2222 | 11.1111 | 493.8793 | 0.069143 | 33.5005 | 33.5005 | 35.9888 | 7.1291 | 21.5924 | 1 | 23327.6715 | 0.49884 | 0.013889 | 12851.5203 | 5726.2862 | [10 empty] | 3 | 4278 | FALSE | 42000 | 0 | 0.24229 | 0 |  |  |  |  | 713 | 71.3 | 24.229 | 0 | 42 | 0
|  |  |  | 0.711 | 263.2111 | 803.2111 | 11.1111 | 493.9001 | 0.069146 | 33.4419 | 33.4419 | 35.9261 | 7.1002 | 21.5465 | 1 | 23300.1211 | 0.49884 | 0.013889 | 12828.7024 | 5702.9585 | [10 empty] | 3 | 4284 | FALSE | 42000 | 0 | 0.24318 | 0 |  |  |  |  | 714 | 71.4 | 24.3183 | 0 | 42 | 0
|  |  |  | 0.712 | 263.2 | 803.2 | 11.1111 | 493.921 | 0.069149 | 33.3835 | 33.3835 | 35.8634 | 7.0713 | 21.5007 | 1 | 23272.6017 | 0.49884 | 0.013889 | 12805.9114 | 5679.6584 | [10 empty] | 3 | 4290 | FALSE | 42000 | 0 | 0.24408 | 0 |  |  |  |  | 715 | 71.5 | 24.4076 | 0 | 42 | 0
|  |  |  | 0.713 | 263.1889 | 803.1889 | 11.1111 | 493.9418 | 0.069152 | 33.3251 | 33.3251 | 35.8008 | 7.0424 | 21.4549 | 1 | 23245.1132 | 0.49884 | 0.013889 | 12783.1474 | 5656.3858 | [10 empty] | 3 | 4296 | FALSE | 42000 | 0 | 0.24497 | 0 |  |  |  |  | 716 | 71.6 | 24.4969 | 0 | 42 | 0
|  |  |  | 0.714 | 263.1778 | 803.1778 | 11.1111 | 493.9627 | 0.069155 | 33.2668 | 33.2668 | 35.7383 | 7.0136 | 21.4092 | 1 | 23217.6558 | 0.49884 | 0.013889 | 12760.4104 | 5633.1407 | [10 empty] | 3 | 4302 | FALSE | 42000 | 0 | 0.24586 | 0 |  |  |  |  | 717 | 71.7 | 24.5862 | 0 | 42 | 0
|  |  |  | 0.715 | 263.1667 | 803.1667 | 11.1111 | 493.9835 | 0.069158 | 33.2086 | 33.2086 | 35.6758 | 6.9848 | 21.3635 | 1 | 23190.2294 | 0.49884 | 0.013889 | 12737.7002 | 5609.923 | [10 empty] | 3 | 4308 | FALSE | 42000 | 0 | 0.24675 | 0 |  |  |  |  | 718 | 71.8 | 24.6755 | 0 | 42 | 0
|  |  |  | 0.716 | 263.1556 | 803.1556 | 11.1111 | 494.0044 | 0.069161 | 33.1504 | 33.1504 | 35.6134 | 6.956 | 21.3179 | 1 | 23162.8338 | 0.49884 | 0.013889 | 12715.017 | 5586.7328 | [10 empty] | 3 | 4314 | FALSE | 42000 | 0 | 0.24765 | 0 |  |  |  |  | 719 | 71.9 | 24.7647 | 0 | 42 | 0
|  |  |  | 0.717 | 263.1444 | 803.1444 | 11.1111 | 494.0253 | 0.069164 | 33.0923 | 33.0923 | 35.5511 | 6.9272 | 21.2723 | 1 | 23135.4691 | 0.49884 | 0.013889 | 12692.3605 | 5563.57 | [10 empty] | 3 | 4320 | FALSE | 42000 | 0 | 0.24854 | 0 |  |  |  |  | 720 | 72 | 24.854 | 0 | 42 | 0
|  |  |  | 0.718 | 263.1333 | 803.1333 | 11.1111 | 494.0461 | 0.069166 | 33.0342 | 33.0342 | 35.4889 | 6.8985 | 21.2268 | 1 | 23108.1353 | 0.49884 | 0.013889 | 12669.7309 | 5540.4345 | [10 empty] | 3 | 4326 | FALSE | 42000 | 0 | 0.24943 | 0 |  |  |  |  | 721 | 72.1 | 24.9433 | 0 | 42 | 0
|  |  |  | 0.719 | 263.1222 | 803.1222 | 11.1111 | 494.067 | 0.069169 | 32.9763 | 32.9763 | 35.4267 | 6.8698 | 21.1813 | 1 | 23080.8323 | 0.49884 | 0.013889 | 12647.1281 | 5517.3264 | [10 empty] | 3 | 4332 | FALSE | 42000 | 0 | 0.25033 | 0 |  |  |  |  | 722 | 72.2 | 25.0326 | 0 | 42 | 0
|  |  |  | 0.72 | 263.1111 | 803.1111 | 11.1111 | 494.0878 | 0.069172 | 32.9183 | 32.9183 | 35.3646 | 6.8412 | 21.1359 | 1 | 23053.5601 | 0.49884 | 0.013889 | 12624.552 | 5494.2455 | [10 empty] | 3 | 4338 | FALSE | 42000 | 0 | 0.25122 | 0 |  |  |  |  | 723 | 72.3 | 25.1219 | 0 | 42 | 0
|  |  |  | 0.721 | 263.1 | 803.1 | 11.1111 | 494.1087 | 0.069175 | 32.8605 | 32.8605 | 35.3026 | 6.8126 | 21.0906 | 1 | 23026.3186 | 0.49884 | 0.013889 | 12602.0027 | 5471.192 | [10 empty] | 3 | 4344 | FALSE | 42000 | 0 | 0.25211 | 0 |  |  |  |  | 724 | 72.4 | 25.2112 | 0 | 42 | 0
|  |  |  | 0.722 | 263.0889 | 803.0889 | 11.1111 | 494.1296 | 0.069178 | 32.8027 | 32.8027 | 35.2406 | 6.784 | 21.0452 | 1 | 22999.1078 | 0.49884 | 0.013889 | 12579.48 | 5448.1657 | [10 empty] | 3 | 4350 | FALSE | 42000 | 0 | 0.253 | 0 |  |  |  |  | 725 | 72.5 | 25.3005 | 0 | 42 | 0
|  |  |  | 0.723 | 263.0778 | 803.0778 | 11.1111 | 494.1504 | 0.069181 | 32.745 | 32.745 | 35.1787 | 6.7555 | 21 | 1 | 22971.9277 | 0.49884 | 0.013889 | 12556.984 | 5425.1666 | [10 empty] | 3 | 4356 | FALSE | 42000 | 0 | 0.2539 | 0 |  |  |  |  | 726 | 72.6 | 25.3897 | 0 | 42 | 0
|  |  |  | 0.724 | 263.0667 | 803.0667 | 11.1111 | 494.1713 | 0.069184 | 32.6874 | 32.6874 | 35.1169 | 6.727 | 20.9548 | 1 | 22944.7783 | 0.49884 | 0.013889 | 12534.5147 | 5402.1946 | [10 empty] | 3 | 4362 | FALSE | 42000 | 0 | 0.25479 | 0 |  |  |  |  | 727 | 72.7 | 25.479 | 0 | 42 | 0
|  |  |  | 0.725 | 263.0556 | 803.0556 | 11.1111 | 494.1922 | 0.069187 | 32.6298 | 32.6298 | 35.0551 | 6.6985 | 20.9096 | 1 | 22917.6595 | 0.49884 | 0.013889 | 12512.0719 | 5379.2499 | [10 empty] | 3 | 4368 | FALSE | 42000 | 0 | 0.25568 | 0 |  |  |  |  | 728 | 72.8 | 25.5683 | 0 | 42 | 0
|  |  |  | 0.726 | 263.0444 | 803.0444 | 11.1111 | 494.2131 | 0.06919 | 32.5723 | 32.5723 | 34.9935 | 6.67 | 20.8645 | 1 | 22890.5713 | 0.49884 | 0.013889 | 12489.6558 | 5356.3322 | [10 empty] | 3 | 4374 | FALSE | 42000 | 0 | 0.25658 | 0 |  |  |  |  | 729 | 72.9 | 25.6576 | 0 | 42 | 0
|  |  |  | 0.727 | 263.0333 | 803.0333 | 11.1111 | 494.2339 | 0.069193 | 32.5148 | 32.5148 | 34.9319 | 6.6416 | 20.8195 | 1 | 22863.5136 | 0.49884 | 0.013889 | 12467.2661 | 5333.4416 | [10 empty] | 3 | 4380 | FALSE | 42000 | 0 | 0.25747 | 0 |  |  |  |  | 730 | 73 | 25.7469 | 0 | 42 | 0
|  |  |  | 0.728 | 263.0222 | 803.0222 | 11.1111 | 494.2548 | 0.069196 | 32.4574 | 32.4574 | 34.8703 | 6.6132 | 20.7745 | 1 | 22836.4864 | 0.49884 | 0.013889 | 12444.903 | 5310.5781 | [10 empty] | 3 | 4386 | FALSE | 42000 | 0 | 0.25836 | 0 |  |  |  |  | 731 | 73.1 | 25.8362 | 0 | 42 | 0
|  |  |  | 0.729 | 263.0111 | 803.0111 | 11.1111 | 494.2757 | 0.069199 | 32.4001 | 32.4001 | 34.8088 | 6.5849 | 20.7295 | 1 | 22809.4897 | 0.49884 | 0.013889 | 12422.5664 | 5287.7416 | [10 empty] | 3 | 4392 | FALSE | 42000 | 0 | 0.25925 | 0 |  |  |  |  | 732 | 73.2 | 25.9255 | 0 | 42 | 0
|  |  |  | 0.73 | 263 | 803 | 11.1111 | 494.2966 | 0.069202 | 32.3429 | 32.3429 | 34.7474 | 6.5566 | 20.6846 | 1 | 22782.5235 | 0.49884 | 0.013889 | 12400.2562 | 5264.9321 | [10 empty] | 3 | 4398 | FALSE | 42000 | 0 | 0.26015 | 0 |  |  |  |  | 733 | 73.3 | 26.0147 | 0 | 42 | 0
|  |  |  | 0.731 | 262.9889 | 802.9889 | 11.1111 | 494.3175 | 0.069204 | 32.2857 | 32.2857 | 34.6861 | 6.5283 | 20.6398 | 1 | 22755.5877 | 0.49884 | 0.013889 | 12377.9725 | 5242.1496 | [10 empty] | 3 | 4404 | FALSE | 42000 | 0 | 0.26104 | 0 |  |  |  |  | 734 | 73.4 | 26.104 | 0 | 42 | 0
|  |  |  | 0.732 | 262.9778 | 802.9778 | 11.1111 | 494.3383 | 0.069207 | 32.2286 | 32.2286 | 34.6249 | 6.5 | 20.595 | 1 | 22728.6822 | 0.49884 | 0.013889 | 12355.7151 | 5219.394 | [10 empty] | 3 | 4410 | FALSE | 42000 | 0 | 0.26193 | 0 |  |  |  |  | 735 | 73.5 | 26.1933 | 0 | 42 | 0
|  |  |  | 0.733 | 262.9667 | 802.9667 | 11.1111 | 494.3592 | 0.06921 | 32.1715 | 32.1715 | 34.5637 | 6.4718 | 20.5503 | 1 | 22701.8072 | 0.49884 | 0.013889 | 12333.4841 | 5196.6653 | [10 empty] | 3 | 4416 | FALSE | 42000 | 0 | 0.26283 | 0 |  |  |  |  | 736 | 73.6 | 26.2826 | 0 | 42 | 0
|  |  |  | 0.734 | 262.9556 | 802.9556 | 11.1111 | 494.3801 | 0.069213 | 32.1145 | 32.1145 | 34.5026 | 6.4436 | 20.5056 | 1 | 22674.9624 | 0.49884 | 0.013889 | 12311.2794 | 5173.9635 | [10 empty] | 3 | 4422 | FALSE | 42000 | 0 | 0.26372 | 0 |  |  |  |  | 737 | 73.7 | 26.3719 | 0 | 42 | 0
|  |  |  | 0.735 | 262.9444 | 802.9444 | 11.1111 | 494.401 | 0.069216 | 32.0576 | 32.0576 | 34.4415 | 6.4155 | 20.4609 | 1 | 22648.1479 | 0.49884 | 0.013889 | 12289.1011 | 5151.2886 | [10 empty] | 3 | 4428 | FALSE | 42000 | 0 | 0.26461 | 0 |  |  |  |  | 738 | 73.8 | 26.4612 | 0 | 42 | 0
|  |  |  | 0.736 | 262.9333 | 802.9333 | 11.1111 | 494.4219 | 0.069219 | 32.0007 | 32.0007 | 34.3805 | 6.3874 | 20.4164 | 1 | 22621.3637 | 0.49884 | 0.013889 | 12266.949 | 5128.6404 | [10 empty] | 3 | 4434 | FALSE | 42000 | 0 | 0.2655 | 0 |  |  |  |  | 739 | 73.9 | 26.5505 | 0 | 42 | 0
|  |  |  | 0.737 | 262.9222 | 802.9222 | 11.1111 | 494.4428 | 0.069222 | 31.9439 | 31.9439 | 34.3196 | 6.3593 | 20.3718 | 1 | 22594.6097 | 0.49884 | 0.013889 | 12244.8232 | 5106.0191 | [10 empty] | 3 | 4440 | FALSE | 42000 | 0 | 0.2664 | 0 |  |  |  |  | 740 | 74 | 26.6397 | 0 | 42 | 0
|  |  |  | 0.738 | 262.9111 | 802.9111 | 11.1111 | 494.4637 | 0.069225 | 31.8872 | 31.8872 | 34.2588 | 6.3312 | 20.3273 | 1 | 22567.8859 | 0.49884 | 0.013889 | 12222.7236 | 5083.4244 | [10 empty] | 3 | 4446 | FALSE | 42000 | 0 | 0.26729 | 0 |  |  |  |  | 741 | 74.1 | 26.729 | 0 | 42 | 0
|  |  |  | 0.739 | 262.9 | 802.9 | 11.1111 | 494.4846 | 0.069228 | 31.8306 | 31.8306 | 34.198 | 6.3032 | 20.2829 | 1 | 22541.1923 | 0.49884 | 0.013889 | 12200.6501 | 5060.8566 | [10 empty] | 3 | 4452 | FALSE | 42000 | 0 | 0.26818 | 0 |  |  |  |  | 742 | 74.2 | 26.8183 | 0 | 42 | 0
|  |  |  | 0.74 | 262.8889 | 802.8889 | 11.1111 | 494.5055 | 0.069231 | 31.774 | 31.774 | 34.1373 | 6.2752 | 20.2385 | 1 | 22514.5287 | 0.49884 | 0.013889 | 12178.6028 | 5038.3154 | [10 empty] | 3 | 4458 | FALSE | 42000 | 0 | 0.26908 | 0 |  |  |  |  | 743 | 74.3 | 26.9076 | 0 | 42 | 0
|  |  |  | 0.741 | 262.8778 | 802.8778 | 11.1111 | 494.5264 | 0.069234 | 31.7174 | 31.7174 | 34.0767 | 6.2473 | 20.1942 | 1 | 22487.8953 | 0.49884 | 0.013889 | 12156.5817 | 5015.8008 | [10 empty] | 3 | 4464 | FALSE | 42000 | 0 | 0.26997 | 0 |  |  |  |  | 744 | 74.4 | 26.9969 | 0 | 42 | 0
|  |  |  | 0.742 | 262.8667 | 802.8667 | 11.1111 | 494.5473 | 0.069237 | 31.6609 | 31.6609 | 34.0161 | 6.2194 | 20.1499 | 1 | 22461.2919 | 0.49884 | 0.013889 | 12134.5867 | 4993.3129 | [10 empty] | 3 | 4470 | FALSE | 42000 | 0 | 0.27086 | 0 |  |  |  |  | 745 | 74.5 | 27.0862 | 0 | 42 | 0
|  |  |  | 0.743 | 262.8556 | 802.8556 | 11.1111 | 494.5682 | 0.06924 | 31.6045 | 31.6045 | 33.9556 | 6.1915 | 20.1057 | 1 | 22434.7185 | 0.49884 | 0.013889 | 12112.6177 | 4970.8517 | [10 empty] | 3 | 4476 | FALSE | 42000 | 0 | 0.27175 | 0 |  |  |  |  | 746 | 74.6 | 27.1755 | 0 | 42 | 0
|  |  |  | 0.744 | 262.8444 | 802.8444 | 11.1111 | 494.5891 | 0.069242 | 31.5482 | 31.5482 | 33.8952 | 6.1636 | 20.0615 | 1 | 22408.1752 | 0.49884 | 0.013889 | 12090.6747 | 4948.4169 | [10 empty] | 3 | 4482 | FALSE | 42000 | 0 | 0.27265 | 0 |  |  |  |  | 747 | 74.7 | 27.2647 | 0 | 42 | 0
|  |  |  | 0.745 | 262.8333 | 802.8333 | 11.1111 | 494.61 | 0.069245 | 31.4919 | 31.4919 | 33.8348 | 6.1358 | 20.0174 | 1 | 22381.6618 | 0.49884 | 0.013889 | 12068.7578 | 4926.0088 | [10 empty] | 3 | 4488 | FALSE | 42000 | 0 | 0.27354 | 0 |  |  |  |  | 748 | 74.8 | 27.354 | 0 | 42 | 0
|  |  |  | 0.746 | 262.8222 | 802.8222 | 11.1111 | 494.6309 | 0.069248 | 31.4357 | 31.4357 | 33.7746 | 6.108 | 19.9733 | 1 | 22355.1783 | 0.49884 | 0.013889 | 12046.8668 | 4903.6271 | [10 empty] | 3 | 4494 | FALSE | 42000 | 0 | 0.27443 | 0 |  |  |  |  | 749 | 74.9 | 27.4433 | 0 | 42 | 0
|  |  |  | 0.747 | 262.8111 | 802.8111 | 11.1111 | 494.6518 | 0.069251 | 31.3796 | 31.3796 | 33.7143 | 6.0802 | 19.9293 | 1 | 22328.7247 | 0.49884 | 0.013889 | 12025.0018 | 4881.2719 | [10 empty] | 3 | 4500 | FALSE | 42000 | 0 | 0.27533 | 0 |  |  |  |  | 750 | 75 | 27.5326 | 0 | 42 | 0
|  |  |  | 0.748 | 262.8 | 802.8 | 11.1111 | 494.6728 | 0.069254 | 31.3235 | 31.3235 | 33.6542 | 6.0525 | 19.8853 | 1 | 22302.301 | 0.49884 | 0.013889 | 12003.1628 | 4858.9432 | [10 empty] | 3 | 4506 | FALSE | 42000 | 0 | 0.27622 | 0 |  |  |  |  | 751 | 75.1 | 27.6219 | 0 | 42 | 0
|  |  |  | 0.749 | 262.7889 | 802.7889 | 11.1111 | 494.6937 | 0.069257 | 31.2675 | 31.2675 | 33.5941 | 6.0248 | 19.8414 | 1 | 22275.9071 | 0.49884 | 0.013889 | 11981.3496 | 4836.6409 | [10 empty] | 3 | 4512 | FALSE | 42000 | 0 | 0.27711 | 0 |  |  |  |  | 752 | 75.2 | 27.7112 | 0 | 42 | 0
|  |  |  | 0.75 | 262.7778 | 802.7778 | 11.1111 | 494.7146 | 0.06926 | 31.2115 | 31.2115 | 33.5341 | 5.9971 | 19.7975 | 1 | 22249.543 | 0.49884 | 0.013889 | 11959.5622 | 4814.365 | [10 empty] | 3 | 4518 | FALSE | 42000 | 0 | 0.278 | 0 |  |  |  |  | 753 | 75.3 | 27.8005 | 0 | 42 | 0
|  |  |  | 0.751 | 262.7667 | 802.7667 | 11.1111 | 494.7355 | 0.069263 | 31.1556 | 31.1556 | 33.4742 | 5.9695 | 19.7537 | 1 | 22223.2087 | 0.49884 | 0.013889 | 11937.8007 | 4792.1154 | [10 empty] | 3 | 4524 | FALSE | 42000 | 0 | 0.2789 | 0 |  |  |  |  | 754 | 75.4 | 27.8897 | 0 | 42 | 0
|  |  |  | 0.752 | 262.7556 | 802.7556 | 11.1111 | 494.7564 | 0.069266 | 31.0998 | 31.0998 | 33.4143 | 5.9419 | 19.7099 | 1 | 22196.9041 | 0.49884 | 0.013889 | 11916.0651 | 4769.8922 | [10 empty] | 3 | 4530 | FALSE | 42000 | 0 | 0.27979 | 0 |  |  |  |  | 755 | 75.5 | 27.979 | 0 | 42 | 0
|  |  |  | 0.753 | 262.7444 | 802.7444 | 11.1111 | 494.7774 | 0.069269 | 31.044 | 31.044 | 33.3545 | 5.9143 | 19.6662 | 1 | 22170.6292 | 0.49884 | 0.013889 | 11894.3551 | 4747.6953 | [10 empty] | 3 | 4536 | FALSE | 42000 | 0 | 0.28068 | 0 |  |  |  |  | 756 | 75.6 | 28.0683 | 0 | 42 | 0
|  |  |  | 0.754 | 262.7333 | 802.7333 | 11.1111 | 494.7983 | 0.069272 | 30.9884 | 30.9884 | 33.2947 | 5.8868 | 19.6225 | 1 | 22144.3839 | 0.49884 | 0.013889 | 11872.671 | 4725.5247 | [10 empty] | 3 | 4542 | FALSE | 42000 | 0 | 0.28158 | 0 |  |  |  |  | 757 | 75.7 | 28.1576 | 0 | 42 | 0
|  |  |  | 0.755 | 262.7222 | 802.7222 | 11.1111 | 494.8192 | 0.069275 | 30.9327 | 30.9327 | 33.2351 | 5.8593 | 19.5789 | 1 | 22118.1684 | 0.49884 | 0.013889 | 11851.0125 | 4703.3803 | [10 empty] | 3 | 4548 | FALSE | 42000 | 0 | 0.28247 | 0 |  |  |  |  | 758 | 75.8 | 28.2469 | 0 | 42 | 0
|  |  |  | 0.756 | 262.7111 | 802.7111 | 11.1111 | 494.8401 | 0.069278 | 30.8772 | 30.8772 | 33.1755 | 5.8318 | 19.5353 | 1 | 22091.9824 | 0.49884 | 0.013889 | 11829.3798 | 4681.2622 | [10 empty] | 3 | 4554 | FALSE | 42000 | 0 | 0.28336 | 0 |  |  |  |  | 759 | 75.9 | 28.3362 | 0 | 42 | 0
|  |  |  | 0.757 | 262.7 | 802.7 | 11.1111 | 494.8611 | 0.069281 | 30.8216 | 30.8216 | 33.1159 | 5.8044 | 19.4918 | 1 | 22065.826 | 0.49884 | 0.013889 | 11807.7727 | 4659.1702 | [10 empty] | 3 | 4560 | FALSE | 42000 | 0 | 0.28425 | 0 |  |  |  |  | 760 | 76 | 28.4255 | 0 | 42 | 0
|  |  |  | 0.758 | 262.6889 | 802.6889 | 11.1111 | 494.882 | 0.069283 | 30.7662 | 30.7662 | 33.0565 | 5.777 | 19.4483 | 1 | 22039.6991 | 0.49884 | 0.013889 | 11786.1912 | 4637.1043 | [10 empty] | 3 | 4566 | FALSE | 42000 | 0 | 0.28515 | 0 |  |  |  |  | 761 | 76.1 | 28.5147 | 0 | 42 | 0
|  |  |  | 0.759 | 262.6778 | 802.6778 | 11.1111 | 494.9029 | 0.069286 | 30.7108 | 30.7108 | 32.9971 | 5.7496 | 19.4049 | 1 | 22013.6017 | 0.49884 | 0.013889 | 11764.6353 | 4615.0646 | [10 empty] | 3 | 4572 | FALSE | 42000 | 0 | 0.28604 | 0 |  |  |  |  | 762 | 76.2 | 28.604 | 0 | 42 | 0
|  |  |  | 0.76 | 262.6667 | 802.6667 | 11.1111 | 494.9239 | 0.069289 | 30.6555 | 30.6555 | 32.9377 | 5.7222 | 19.3615 | 1 | 21987.5338 | 0.49884 | 0.013889 | 11743.105 | 4593.051 | [10 empty] | 3 | 4578 | FALSE | 42000 | 0 | 0.28693 | 0 |  |  |  |  | 763 | 76.3 | 28.6933 | 0 | 42 | 0
|  |  |  | 0.761 | 262.6556 | 802.6556 | 11.1111 | 494.9448 | 0.069292 | 30.6003 | 30.6003 | 32.8785 | 5.6949 | 19.3182 | 1 | 21961.4954 | 0.49884 | 0.013889 | 11721.6003 | 4571.0635 | [10 empty] | 3 | 4584 | FALSE | 42000 | 0 | 0.28783 | 0 |  |  |  |  | 764 | 76.4 | 28.7826 | 0 | 42 | 0
|  |  |  | 0.762 | 262.6444 | 802.6444 | 11.1111 | 494.9657 | 0.069295 | 30.5451 | 30.5451 | 32.8193 | 5.6676 | 19.2749 | 1 | 21935.4864 | 0.49884 | 0.013889 | 11700.121 | 4549.102 | [10 empty] | 3 | 4590 | FALSE | 42000 | 0 | 0.28872 | 0 |  |  |  |  | 765 | 76.5 | 28.8719 | 0 | 42 | 0
|  |  |  | 0.763 | 262.6333 | 802.6333 | 11.1111 | 494.9867 | 0.069298 | 30.49 | 30.49 | 32.7602 | 5.6404 | 19.2317 | 1 | 21909.5067 | 0.49884 | 0.013889 | 11678.6672 | 4527.1665 | [10 empty] | 3 | 4596 | FALSE | 42000 | 0 | 0.28961 | 0 |  |  |  |  | 766 | 76.6 | 28.9612 | 0 | 42 | 0
|  |  |  | 0.764 | 262.6222 | 802.6222 | 11.1111 | 495.0076 | 0.069301 | 30.4349 | 30.4349 | 32.7011 | 5.6132 | 19.1885 | 1 | 21883.5564 | 0.49884 | 0.013889 | 11657.2389 | 4505.257 | [10 empty] | 3 | 4602 | FALSE | 42000 | 0 | 0.2905 | 0 |  |  |  |  | 767 | 76.7 | 29.0505 | 0 | 42 | 0
|  |  |  | 0.765 | 262.6111 | 802.6111 | 11.1111 | 495.0286 | 0.069304 | 30.3799 | 30.3799 | 32.6421 | 5.586 | 19.1454 | 1 | 21857.6354 | 0.49884 | 0.013889 | 11635.8361 | 4483.3735 | [10 empty] | 3 | 4608 | FALSE | 42000 | 0 | 0.2914 | 0 |  |  |  |  | 768 | 76.8 | 29.1397 | 0 | 42 | 0
|  |  |  | 0.766 | 262.6 | 802.6 | 11.1111 | 495.0495 | 0.069307 | 30.325 | 30.325 | 32.5832 | 5.5588 | 19.1023 | 1 | 21831.7437 | 0.49884 | 0.013889 | 11614.4586 | 4461.5158 | [10 empty] | 3 | 4614 | FALSE | 42000 | 0 | 0.29229 | 0 |  |  |  |  | 769 | 76.9 | 29.229 | 0 | 42 | 0
|  |  |  | 0.767 | 262.5889 | 802.5889 | 11.1111 | 495.0705 | 0.06931 | 30.2701 | 30.2701 | 32.5243 | 5.5317 | 19.0593 | 1 | 21805.8813 | 0.49884 | 0.013889 | 11593.1065 | 4439.6841 | [10 empty] | 3 | 4620 | FALSE | 42000 | 0 | 0.29318 | 0 |  |  |  |  | 770 | 77 | 29.3183 | 0 | 42 | 0
|  |  |  | 0.768 | 262.5778 | 802.5778 | 11.1111 | 495.0914 | 0.069313 | 30.2153 | 30.2153 | 32.4656 | 5.5046 | 19.0163 | 1 | 21780.0481 | 0.49884 | 0.013889 | 11571.7797 | 4417.8782 | [10 empty] | 3 | 4626 | FALSE | 42000 | 0 | 0.29408 | 0 |  |  |  |  | 771 | 77.1 | 29.4076 | 0 | 42 | 0
|  |  |  | 0.769 | 262.5667 | 802.5667 | 11.1111 | 495.1124 | 0.069316 | 30.1605 | 30.1605 | 32.4068 | 5.4775 | 18.9734 | 1 | 21754.244 | 0.49884 | 0.013889 | 11550.4783 | 4396.0982 | [10 empty] | 3 | 4632 | FALSE | 42000 | 0 | 0.29497 | 0 |  |  |  |  | 772 | 77.2 | 29.4969 | 0 | 42 | 0
|  |  |  | 0.77 | 262.5556 | 802.5556 | 11.1111 | 495.1333 | 0.069319 | 30.1058 | 30.1058 | 32.3482 | 5.4505 | 18.9305 | 1 | 21728.4691 | 0.49884 | 0.013889 | 11529.2021 | 4374.3439 | [10 empty] | 3 | 4638 | FALSE | 42000 | 0 | 0.29586 | 0 |  |  |  |  | 773 | 77.3 | 29.5862 | 0 | 42 | 0
|  |  |  | 0.771 | 262.5444 | 802.5444 | 11.1111 | 495.1543 | 0.069322 | 30.0512 | 30.0512 | 32.2896 | 5.4235 | 18.8877 | 1 | 21702.7234 | 0.49884 | 0.013889 | 11507.9512 | 4352.6154 | [10 empty] | 3 | 4644 | FALSE | 42000 | 0 | 0.29675 | 0 |  |  |  |  | 774 | 77.4 | 29.6755 | 0 | 42 | 0
|  |  |  | 0.772 | 262.5333 | 802.5333 | 11.1111 | 495.1752 | 0.069325 | 29.9967 | 29.9967 | 32.2311 | 5.3966 | 18.8449 | 1 | 21677.0067 | 0.49884 | 0.013889 | 11486.7255 | 4330.9127 | [10 empty] | 3 | 4650 | FALSE | 42000 | 0 | 0.29765 | 0 |  |  |  |  | 775 | 77.5 | 29.7647 | 0 | 42 | 0
|  |  |  | 0.773 | 262.5222 | 802.5222 | 11.1111 | 495.1962 | 0.069327 | 29.9422 | 29.9422 | 32.1726 | 5.3696 | 18.8021 | 1 | 21651.3192 | 0.49884 | 0.013889 | 11465.525 | 4309.2357 | [10 empty] | 3 | 4656 | FALSE | 42000 | 0 | 0.29854 | 0 |  |  |  |  | 776 | 77.6 | 29.854 | 0 | 42 | 0
|  |  |  | 0.774 | 262.5111 | 802.5111 | 11.1111 | 495.2171 | 0.06933 | 29.8877 | 29.8877 | 32.1142 | 5.3427 | 18.7595 | 1 | 21625.6606 | 0.49884 | 0.013889 | 11444.3497 | 4287.5844 | [10 empty] | 3 | 4662 | FALSE | 42000 | 0 | 0.29943 | 0 |  |  |  |  | 777 | 77.7 | 29.9433 | 0 | 42 | 0
|  |  |  | 0.775 | 262.5 | 802.5 | 11.1111 | 495.2381 | 0.069333 | 29.8334 | 29.8334 | 32.0559 | 5.3158 | 18.7168 | 1 | 21600.031 | 0.49884 | 0.013889 | 11423.1995 | 4265.9587 | [10 empty] | 3 | 4668 | FALSE | 42000 | 0 | 0.30033 | 0 |  |  |  |  | 778 | 77.8 | 30.0326 | 0 | 42 | 0
|  |  |  | 0.776 | 262.4889 | 802.4889 | 11.1111 | 495.2591 | 0.069336 | 29.7791 | 29.7791 | 31.9977 | 5.289 | 18.6742 | 1 | 21574.4305 | 0.49884 | 0.013889 | 11402.0744 | 4244.3587 | [10 empty] | 3 | 4674 | FALSE | 42000 | 0 | 0.30122 | 0 |  |  |  |  | 779 | 77.9 | 30.1219 | 0 | 42 | 0
|  |  |  | 0.777 | 262.4778 | 802.4778 | 11.1111 | 495.28 | 0.069339 | 29.7248 | 29.7248 | 31.9395 | 5.2622 | 18.6317 | 1 | 21548.8588 | 0.49884 | 0.013889 | 11380.9745 | 4222.7843 | [10 empty] | 3 | 4680 | FALSE | 42000 | 0 | 0.30211 | 0 |  |  |  |  | 780 | 78 | 30.2112 | 0 | 42 | 0
|  |  |  | 0.778 | 262.4667 | 802.4667 | 11.1111 | 495.301 | 0.069342 | 29.6706 | 29.6706 | 31.8814 | 5.2354 | 18.5892 | 1 | 21523.3161 | 0.49884 | 0.013889 | 11359.8995 | 4201.2354 | [10 empty] | 3 | 4686 | FALSE | 42000 | 0 | 0.303 | 0 |  |  |  |  | 781 | 78.1 | 30.3005 | 0 | 42 | 0
|  |  |  | 0.779 | 262.4556 | 802.4556 | 11.1111 | 495.322 | 0.069345 | 29.6165 | 29.6165 | 31.8233 | 5.2087 | 18.5468 | 1 | 21497.8022 | 0.49884 | 0.013889 | 11338.8496 | 4179.7121 | [10 empty] | 3 | 4692 | FALSE | 42000 | 0 | 0.3039 | 0 |  |  |  |  | 782 | 78.2 | 30.3897 | 0 | 42 | 0
|  |  |  | 0.78 | 262.4444 | 802.4444 | 11.1111 | 495.3429 | 0.069348 | 29.5625 | 29.5625 | 31.7653 | 5.1819 | 18.5044 | 1 | 21472.3172 | 0.49884 | 0.013889 | 11317.8247 | 4158.2143 | [10 empty] | 3 | 4698 | FALSE | 42000 | 0 | 0.30479 | 0 |  |  |  |  | 783 | 78.3 | 30.479 | 0 | 42 | 0
|  |  |  | 0.781 | 262.4333 | 802.4333 | 11.1111 | 495.3639 | 0.069351 | 29.5085 | 29.5085 | 31.7074 | 5.1552 | 18.4621 | 1 | 21446.8609 | 0.49884 | 0.013889 | 11296.8248 | 4136.742 | [10 empty] | 3 | 4704 | FALSE | 42000 | 0 | 0.30568 | 0 |  |  |  |  | 784 | 78.4 | 30.5683 | 0 | 42 | 0
|  |  |  | 0.782 | 262.4222 | 802.4222 | 11.1111 | 495.3849 | 0.069354 | 29.4545 | 29.4545 | 31.6496 | 5.1286 | 18.4198 | 1 | 21421.4335 | 0.49884 | 0.013889 | 11275.8498 | 4115.2951 | [10 empty] | 3 | 4710 | FALSE | 42000 | 0 | 0.30658 | 0 |  |  |  |  | 785 | 78.5 | 30.6576 | 0 | 42 | 0
|  |  |  | 0.783 | 262.4111 | 802.4111 | 11.1111 | 495.4059 | 0.069357 | 29.4007 | 29.4007 | 31.5918 | 5.102 | 18.3775 | 1 | 21396.0348 | 0.49884 | 0.013889 | 11254.8998 | 4093.8737 | [10 empty] | 3 | 4716 | FALSE | 42000 | 0 | 0.30747 | 0 |  |  |  |  | 786 | 78.6 | 30.7469 | 0 | 42 | 0
|  |  |  | 0.784 | 262.4 | 802.4 | 11.1111 | 495.4268 | 0.06936 | 29.3469 | 29.3469 | 31.534 | 5.0754 | 18.3353 | 1 | 21370.6649 | 0.49884 | 0.013889 | 11233.9746 | 4072.4776 | [10 empty] | 3 | 4722 | FALSE | 42000 | 0 | 0.30836 | 0 |  |  |  |  | 787 | 78.7 | 30.8362 | 0 | 42 | 0
|  |  |  | 0.785 | 262.3889 | 802.3889 | 11.1111 | 495.4478 | 0.069363 | 29.2931 | 29.2931 | 31.4764 | 5.0488 | 18.2932 | 1 | 21345.3236 | 0.49884 | 0.013889 | 11213.0742 | 4051.107 | [10 empty] | 3 | 4728 | FALSE | 42000 | 0 | 0.30925 | 0 |  |  |  |  | 788 | 78.8 | 30.9255 | 0 | 42 | 0
|  |  |  | 0.786 | 262.3778 | 802.3778 | 11.1111 | 495.4688 | 0.069366 | 29.2394 | 29.2394 | 31.4188 | 5.0223 | 18.2511 | 1 | 21320.011 | 0.49884 | 0.013889 | 11192.1987 | 4029.7617 | [10 empty] | 3 | 4734 | FALSE | 42000 | 0 | 0.31015 | 0 |  |  |  |  | 789 | 78.9 | 31.0147 | 0 | 42 | 0
|  |  |  | 0.787 | 262.3667 | 802.3667 | 11.1111 | 495.4898 | 0.069369 | 29.1858 | 29.1858 | 31.3613 | 4.9958 | 18.209 | 1 | 21294.727 | 0.49884 | 0.013889 | 11171.3481 | 4008.4416 | [10 empty] | 3 | 4740 | FALSE | 42000 | 0 | 0.31104 | 0 |  |  |  |  | 790 | 79 | 31.104 | 0 | 42 | 0
|  |  |  | 0.788 | 262.3556 | 802.3556 | 11.1111 | 495.5108 | 0.069372 | 29.1322 | 29.1322 | 31.3038 | 4.9693 | 18.167 | 1 | 21269.4716 | 0.49884 | 0.013889 | 11150.5221 | 3987.1469 | [10 empty] | 3 | 4746 | FALSE | 42000 | 0 | 0.31193 | 0 |  |  |  |  | 791 | 79.1 | 31.1933 | 0 | 42 | 0
|  |  |  | 0.789 | 262.3444 | 802.3444 | 11.1111 | 495.5317 | 0.069374 | 29.0787 | 29.0787 | 31.2464 | 4.9429 | 18.1251 | 1 | 21244.2447 | 0.49884 | 0.013889 | 11129.721 | 3965.8774 | [10 empty] | 3 | 4752 | FALSE | 42000 | 0 | 0.31283 | 0 |  |  |  |  | 792 | 79.2 | 31.2826 | 0 | 42 | 0
|  |  |  | 0.79 | 262.3333 | 802.3333 | 11.1111 | 495.5527 | 0.069377 | 29.0253 | 29.0253 | 31.1891 | 4.9165 | 18.0832 | 1 | 21219.0464 | 0.49884 | 0.013889 | 11108.9445 | 3944.6332 | [10 empty] | 3 | 4758 | FALSE | 42000 | 0 | 0.31372 | 0 |  |  |  |  | 793 | 79.3 | 31.3719 | 0 | 42 | 0
|  |  |  | 0.791 | 262.3222 | 802.3222 | 11.1111 | 495.5737 | 0.06938 | 28.9719 | 28.9719 | 31.1318 | 4.8901 | 18.0413 | 1 | 21193.8766 | 0.49884 | 0.013889 | 11088.1927 | 3923.4142 | [10 empty] | 3 | 4764 | FALSE | 42000 | 0 | 0.31461 | 0 |  |  |  |  | 794 | 79.4 | 31.4612 | 0 | 42 | 0
|  |  |  | 0.792 | 262.3111 | 802.3111 | 11.1111 | 495.5947 | 0.069383 | 28.9186 | 28.9186 | 31.0747 | 4.8637 | 17.9995 | 1 | 21168.7353 | 0.49884 | 0.013889 | 11067.4656 | 3902.2203 | [10 empty] | 3 | 4770 | FALSE | 42000 | 0 | 0.3155 | 0 |  |  |  |  | 795 | 79.5 | 31.5505 | 0 | 42 | 0
|  |  |  | 0.793 | 262.3 | 802.3 | 11.1111 | 495.6157 | 0.069386 | 28.8653 | 28.8653 | 31.0175 | 4.8374 | 17.9578 | 1 | 21143.6224 | 0.49884 | 0.013889 | 11046.7632 | 3881.0515 | [10 empty] | 3 | 4776 | FALSE | 42000 | 0 | 0.3164 | 0 |  |  |  |  | 796 | 79.6 | 31.6397 | 0 | 42 | 0
|  |  |  | 0.794 | 262.2889 | 802.2889 | 11.1111 | 495.6367 | 0.069389 | 28.8121 | 28.8121 | 30.9605 | 4.8111 | 17.9161 | 1 | 21118.5379 | 0.49884 | 0.013889 | 11026.0853 | 3859.9079 | [10 empty] | 3 | 4782 | FALSE | 42000 | 0 | 0.31729 | 0 |  |  |  |  | 797 | 79.7 | 31.729 | 0 | 42 | 0
|  |  |  | 0.795 | 262.2778 | 802.2778 | 11.1111 | 495.6577 | 0.069392 | 28.759 | 28.759 | 30.9035 | 4.7849 | 17.8744 | 1 | 21093.4818 | 0.49884 | 0.013889 | 11005.432 | 3838.7894 | [10 empty] | 3 | 4788 | FALSE | 42000 | 0 | 0.31818 | 0 |  |  |  |  | 798 | 79.8 | 31.8183 | 0 | 42 | 0
|  |  |  | 0.796 | 262.2667 | 802.2667 | 11.1111 | 495.6787 | 0.069395 | 28.7059 | 28.7059 | 30.8465 | 4.7586 | 17.8328 | 1 | 21068.454 | 0.49884 | 0.013889 | 10984.8033 | 3817.6959 | [10 empty] | 3 | 4794 | FALSE | 42000 | 0 | 0.31908 | 0 |  |  |  |  | 799 | 79.9 | 31.9076 | 0 | 42 | 0
|  |  |  | 0.797 | 262.2556 | 802.2556 | 11.1111 | 495.6997 | 0.069398 | 28.6529 | 28.6529 | 30.7897 | 4.7324 | 17.7912 | 1 | 21043.4546 | 0.49884 | 0.013889 | 10964.199 | 3796.6275 | [10 empty] | 3 | 4800 | FALSE | 42000 | 0 | 0.31997 | 0 |  |  |  |  | 800 | 80 | 31.9969 | 0 | 42 | 0
|  |  |  | 0.798 | 262.2444 | 802.2444 | 11.1111 | 495.7207 | 0.069401 | 28.6 | 28.6 | 30.7329 | 4.7063 | 17.7497 | 1 | 21018.4834 | 0.49884 | 0.013889 | 10943.6193 | 3775.584 | [10 empty] | 3 | 4806 | FALSE | 42000 | 0 | 0.32086 | 0 |  |  |  |  | 801 | 80.1 | 32.0862 | 0 | 42 | 0
|  |  |  | 0.799 | 262.2333 | 802.2333 | 11.1111 | 495.7417 | 0.069404 | 28.5471 | 28.5471 | 30.6761 | 4.6801 | 17.7082 | 1 | 20993.5405 | 0.49884 | 0.013889 | 10923.0641 | 3754.5655 | [10 empty] | 3 | 4812 | FALSE | 42000 | 0 | 0.32175 | 0 |  |  |  |  | 802 | 80.2 | 32.1755 | 0 | 42 | 0
|  |  |  | 0.8 | 262.2222 | 802.2222 | 11.1111 | 495.7627 | 0.069407 | 28.4943 | 28.4943 | 30.6194 | 4.654 | 17.6668 | 1 | 20968.6258 | 0.49884 | 0.013889 | 10902.5333 | 3733.572 | [10 empty] | 3 | 4818 | FALSE | 42000 | 0 | 0.32265 | 0 |  |  |  |  | 803 | 80.3 | 32.2647 | 0 | 42 | 0
|  |  |  | 0.801 | 262.2111 | 802.2111 | 11.1111 | 495.7837 | 0.06941 | 28.4415 | 28.4415 | 30.5628 | 4.628 | 17.6254 | 1 | 20943.7394 | 0.49884 | 0.013889 | 10882.0269 | 3712.6033 | [10 empty] | 3 | 4824 | FALSE | 42000 | 0 | 0.32354 | 0 |  |  |  |  | 804 | 80.4 | 32.354 | 0 | 42 | 0
|  |  |  | 0.802 | 262.2 | 802.2 | 11.1111 | 495.8047 | 0.069413 | 28.3888 | 28.3888 | 30.5063 | 4.6019 | 17.5841 | 1 | 20918.881 | 0.49884 | 0.013889 | 10861.5448 | 3691.6596 | [10 empty] | 3 | 4830 | FALSE | 42000 | 0 | 0.32443 | 0 |  |  |  |  | 805 | 80.5 | 32.4433 | 0 | 42 | 0
|  |  |  | 0.803 | 262.1889 | 802.1889 | 11.1111 | 495.8257 | 0.069416 | 28.3361 | 28.3361 | 30.4498 | 4.5759 | 17.5428 | 1 | 20894.0508 | 0.49884 | 0.013889 | 10841.0872 | 3670.7407 | [10 empty] | 3 | 4836 | FALSE | 42000 | 0 | 0.32533 | 0 |  |  |  |  | 806 | 80.6 | 32.5326 | 0 | 42 | 0
|  |  |  | 0.804 | 262.1778 | 802.1778 | 11.1111 | 495.8468 | 0.069419 | 28.2835 | 28.2835 | 30.3934 | 4.5499 | 17.5016 | 1 | 20869.2487 | 0.49884 | 0.013889 | 10820.6538 | 3649.8467 | [10 empty] | 3 | 4842 | FALSE | 42000 | 0 | 0.32622 | 0 |  |  |  |  | 807 | 80.7 | 32.6219 | 0 | 42 | 0
|  |  |  | 0.805 | 262.1667 | 802.1667 | 11.1111 | 495.8678 | 0.069421 | 28.231 | 28.231 | 30.3371 | 4.524 | 17.4604 | 1 | 20844.4747 | 0.49884 | 0.013889 | 10800.2448 | 3628.9774 | [10 empty] | 3 | 4848 | FALSE | 42000 | 0 | 0.32711 | 0 |  |  |  |  | 808 | 80.8 | 32.7112 | 0 | 42 | 0
|  |  |  | 0.806 | 262.1556 | 802.1556 | 11.1111 | 495.8888 | 0.069424 | 28.1785 | 28.1785 | 30.2808 | 4.498 | 17.4193 | 1 | 20819.7287 | 0.49884 | 0.013889 | 10779.86 | 3608.133 | [10 empty] | 3 | 4854 | FALSE | 42000 | 0 | 0.328 | 0 |  |  |  |  | 809 | 80.9 | 32.8005 | 0 | 42 | 0
|  |  |  | 0.807 | 262.1444 | 802.1444 | 11.1111 | 495.9098 | 0.069427 | 28.1261 | 28.1261 | 30.2246 | 4.4722 | 17.3782 | 1 | 20795.0108 | 0.49884 | 0.013889 | 10759.4995 | 3587.3132 | [10 empty] | 3 | 4860 | FALSE | 42000 | 0 | 0.3289 | 0 |  |  |  |  | 810 | 81 | 32.8897 | 0 | 42 | 0
|  |  |  | 0.808 | 262.1333 | 802.1333 | 11.1111 | 495.9308 | 0.06943 | 28.0738 | 28.0738 | 30.1684 | 4.4463 | 17.3371 | 1 | 20770.3208 | 0.49884 | 0.013889 | 10739.1632 | 3566.5182 | [10 empty] | 3 | 4866 | FALSE | 42000 | 0 | 0.32979 | 0 |  |  |  |  | 811 | 81.1 | 32.979 | 0 | 42 | 0
|  |  |  | 0.809 | 262.1222 | 802.1222 | 11.1111 | 495.9518 | 0.069433 | 28.0215 | 28.0215 | 30.1123 | 4.4205 | 17.2961 | 1 | 20745.6587 | 0.49884 | 0.013889 | 10718.8511 | 3545.7479 | [10 empty] | 3 | 4872 | FALSE | 42000 | 0 | 0.33068 | 0 |  |  |  |  | 812 | 81.2 | 33.0683 | 0 | 42 | 0
|  |  |  | 0.81 | 262.1111 | 802.1111 | 11.1111 | 495.9729 | 0.069436 | 27.9693 | 27.9693 | 30.0563 | 4.3947 | 17.2552 | 1 | 20721.0246 | 0.49884 | 0.013889 | 10698.5632 | 3525.0022 | [10 empty] | 3 | 4878 | FALSE | 42000 | 0 | 0.33158 | 0 |  |  |  |  | 813 | 81.3 | 33.1576 | 0 | 42 | 0
|  |  |  | 0.811 | 262.1 | 802.1 | 11.1111 | 495.9939 | 0.069439 | 27.9171 | 27.9171 | 30.0003 | 4.3689 | 17.2143 | 1 | 20696.4183 | 0.49884 | 0.013889 | 10678.2994 | 3504.2812 | [10 empty] | 3 | 4884 | FALSE | 42000 | 0 | 0.33247 | 0 |  |  |  |  | 814 | 81.4 | 33.2469 | 0 | 42 | 0
|  |  |  | 0.812 | 262.0889 | 802.0889 | 11.1111 | 496.0149 | 0.069442 | 27.865 | 27.865 | 29.9444 | 4.3431 | 17.1734 | 1 | 20671.84 | 0.49884 | 0.013889 | 10658.0597 | 3483.5848 | [10 empty] | 3 | 4890 | FALSE | 42000 | 0 | 0.33336 | 0 |  |  |  |  | 815 | 81.5 | 33.3362 | 0 | 42 | 0
|  |  |  | 0.813 | 262.0778 | 802.0778 | 11.1111 | 496.036 | 0.069445 | 27.813 | 27.813 | 29.8886 | 4.3174 | 17.1326 | 1 | 20647.2894 | 0.49884 | 0.013889 | 10637.8441 | 3462.9129 | [10 empty] | 3 | 4896 | FALSE | 42000 | 0 | 0.33425 | 0 |  |  |  |  | 816 | 81.6 | 33.4255 | 0 | 42 | 0
|  |  |  | 0.814 | 262.0667 | 802.0667 | 11.1111 | 496.057 | 0.069448 | 27.761 | 27.761 | 29.8328 | 4.2917 | 17.0918 | 1 | 20622.7667 | 0.49884 | 0.013889 | 10617.6525 | 3442.2657 | [10 empty] | 3 | 4902 | FALSE | 42000 | 0 | 0.33515 | 0 |  |  |  |  | 817 | 81.7 | 33.5147 | 0 | 42 | 0
|  |  |  | 0.815 | 262.0556 | 802.0556 | 11.1111 | 496.078 | 0.069451 | 27.7091 | 27.7091 | 29.7771 | 4.2661 | 17.0511 | 1 | 20598.2717 | 0.49884 | 0.013889 | 10597.485 | 3421.6429 | [10 empty] | 3 | 4908 | FALSE | 42000 | 0 | 0.33604 | 0 |  |  |  |  | 818 | 81.8 | 33.604 | 0 | 42 | 0
|  |  |  | 0.816 | 262.0444 | 802.0444 | 11.1111 | 496.0991 | 0.069454 | 27.6572 | 27.6572 | 29.7215 | 4.2405 | 17.0105 | 1 | 20573.8044 | 0.49884 | 0.013889 | 10577.3414 | 3401.0446 | [10 empty] | 3 | 4914 | FALSE | 42000 | 0 | 0.33693 | 0 |  |  |  |  | 819 | 81.9 | 33.6933 | 0 | 42 | 0
|  |  |  | 0.817 | 262.0333 | 802.0333 | 11.1111 | 496.1201 | 0.069457 | 27.6054 | 27.6054 | 29.6659 | 4.2149 | 16.9698 | 1 | 20549.3649 | 0.49884 | 0.013889 | 10557.2219 | 3380.4708 | [10 empty] | 3 | 4920 | FALSE | 42000 | 0 | 0.33783 | 0 |  |  |  |  | 820 | 82 | 33.7826 | 0 | 42 | 0
|  |  |  | 0.818 | 262.0222 | 802.0222 | 11.1111 | 496.1411 | 0.06946 | 27.5536 | 27.5536 | 29.6104 | 4.1893 | 16.9293 | 1 | 20524.953 | 0.49884 | 0.013889 | 10537.1263 | 3359.9215 | [10 empty] | 3 | 4926 | FALSE | 42000 | 0 | 0.33872 | 0 |  |  |  |  | 821 | 82.1 | 33.8719 | 0 | 42 | 0
|  |  |  | 0.819 | 262.0111 | 802.0111 | 11.1111 | 496.1622 | 0.069463 | 27.502 | 27.502 | 29.5549 | 4.1638 | 16.8887 | 1 | 20500.5688 | 0.49884 | 0.013889 | 10517.0546 | 3339.3965 | [10 empty] | 3 | 4932 | FALSE | 42000 | 0 | 0.33961 | 0 |  |  |  |  | 822 | 82.2 | 33.9612 | 0 | 42 | 0
|  |  |  | 0.82 | 262 | 802 | 11.1111 | 496.1832 | 0.069466 | 27.4503 | 27.4503 | 29.4995 | 4.1383 | 16.8483 | 1 | 20476.2122 | 0.49884 | 0.013889 | 10497.0068 | 3318.8959 | [10 empty] | 3 | 4938 | FALSE | 42000 | 0 | 0.3405 | 0 |  |  |  |  | 823 | 82.3 | 34.0505 | 0 | 42 | 0
|  |  |  | 0.821 | 261.9889 | 801.9889 | 11.1111 | 496.2042 | 0.069469 | 27.3988 | 27.3988 | 29.4442 | 4.1128 | 16.8078 | 1 | 20451.8832 | 0.49884 | 0.013889 | 10476.9828 | 3298.4197 | [10 empty] | 3 | 4944 | FALSE | 42000 | 0 | 0.3414 | 0 |  |  |  |  | 824 | 82.4 | 34.1397 | 0 | 42 | 0
|  |  |  | 0.822 | 261.9778 | 801.9778 | 11.1111 | 496.2253 | 0.069472 | 27.3473 | 27.3473 | 29.389 | 4.0874 | 16.7674 | 1 | 20427.5817 | 0.49884 | 0.013889 | 10456.9827 | 3277.9678 | [10 empty] | 3 | 4950 | FALSE | 42000 | 0 | 0.34229 | 0 |  |  |  |  | 825 | 82.5 | 34.229 | 0 | 42 | 0
|  |  |  | 0.823 | 261.9667 | 801.9667 | 11.1111 | 496.2463 | 0.069474 | 27.2958 | 27.2958 | 29.3338 | 4.0619 | 16.7271 | 1 | 20403.3078 | 0.49884 | 0.013889 | 10437.0064 | 3257.5403 | [10 empty] | 3 | 4956 | FALSE | 42000 | 0 | 0.34318 | 0 |  |  |  |  | 826 | 82.6 | 34.3183 | 0 | 42 | 0
|  |  |  | 0.824 | 261.9556 | 801.9556 | 11.1111 | 496.2674 | 0.069477 | 27.2444 | 27.2444 | 29.2786 | 4.0366 | 16.6868 | 1 | 20379.0613 | 0.49884 | 0.013889 | 10417.0539 | 3237.1369 | [10 empty] | 3 | 4962 | FALSE | 42000 | 0 | 0.34408 | 0 |  |  |  |  | 827 | 82.7 | 34.4076 | 0 | 42 | 0
|  |  |  | 0.825 | 261.9444 | 801.9444 | 11.1111 | 496.2884 | 0.06948 | 27.1931 | 27.1931 | 29.2235 | 4.0112 | 16.6466 | 1 | 20354.8424 | 0.49884 | 0.013889 | 10397.1251 | 3216.7579 | [10 empty] | 3 | 4968 | FALSE | 42000 | 0 | 0.34497 | 0 |  |  |  |  | 828 | 82.8 | 34.4969 | 0 | 42 | 0
|  |  |  | 0.826 | 261.9333 | 801.9333 | 11.1111 | 496.3095 | 0.069483 | 27.1418 | 27.1418 | 29.1685 | 3.9859 | 16.6064 | 1 | 20330.6508 | 0.49884 | 0.013889 | 10377.2201 | 3196.403 | [10 empty] | 3 | 4974 | FALSE | 42000 | 0 | 0.34586 | 0 |  |  |  |  | 829 | 82.9 | 34.5862 | 0 | 42 | 0
|  |  |  | 0.827 | 261.9222 | 801.9222 | 11.1111 | 496.3305 | 0.069486 | 27.0906 | 27.0906 | 29.1136 | 3.9606 | 16.5662 | 1 | 20306.4867 | 0.49884 | 0.013889 | 10357.3388 | 3176.0724 | [10 empty] | 3 | 4980 | FALSE | 42000 | 0 | 0.34675 | 0 |  |  |  |  | 830 | 83 | 34.6755 | 0 | 42 | 0
|  |  |  | 0.828 | 261.9111 | 801.9111 | 11.1111 | 496.3516 | 0.069489 | 27.0394 | 27.0394 | 29.0587 | 3.9353 | 16.5261 | 1 | 20282.35 | 0.49884 | 0.013889 | 10337.4811 | 3155.7659 | [10 empty] | 3 | 4986 | FALSE | 42000 | 0 | 0.34765 | 0 |  |  |  |  | 831 | 83.1 | 34.7647 | 0 | 42 | 0
|  |  |  | 0.829 | 261.9 | 801.9 | 11.1111 | 496.3727 | 0.069492 | 26.9884 | 26.9884 | 29.0039 | 3.9101 | 16.486 | 1 | 20258.2406 | 0.49884 | 0.013889 | 10317.6471 | 3135.4836 | [10 empty] | 3 | 4992 | FALSE | 42000 | 0 | 0.34854 | 0 |  |  |  |  | 832 | 83.2 | 34.854 | 0 | 42 | 0
|  |  |  | 0.83 | 261.8889 | 801.8889 | 11.1111 | 496.3937 | 0.069495 | 26.9373 | 26.9373 | 28.9491 | 3.8849 | 16.446 | 1 | 20234.1585 | 0.49884 | 0.013889 | 10297.8367 | 3115.2253 | [10 empty] | 3 | 4998 | FALSE | 42000 | 0 | 0.34943 | 0 |  |  |  |  | 833 | 83.3 | 34.9433 | 0 | 42 | 0
|  |  |  | 0.831 | 261.8778 | 801.8778 | 11.1111 | 496.4148 | 0.069498 | 26.8863 | 26.8863 | 28.8944 | 3.8597 | 16.406 | 1 | 20210.1037 | 0.49884 | 0.013889 | 10278.0499 | 3094.9912 | [10 empty] | 3 | 5004 | FALSE | 42000 | 0 | 0.35033 | 0 |  |  |  |  | 834 | 83.4 | 35.0326 | 0 | 42 | 0
|  |  |  | 0.832 | 261.8667 | 801.8667 | 11.1111 | 496.4358 | 0.069501 | 26.8354 | 26.8354 | 28.8398 | 3.8345 | 16.3661 | 1 | 20186.0761 | 0.49884 | 0.013889 | 10258.2867 | 3074.7811 | [10 empty] | 3 | 5010 | FALSE | 42000 | 0 | 0.35122 | 0 |  |  |  |  | 835 | 83.5 | 35.1219 | 0 | 42 | 0
|  |  |  | 0.833 | 261.8556 | 801.8556 | 11.1111 | 496.4569 | 0.069504 | 26.7846 | 26.7846 | 28.7852 | 3.8094 | 16.3262 | 1 | 20162.0758 | 0.49884 | 0.013889 | 10238.547 | 3054.595 | [10 empty] | 3 | 5016 | FALSE | 42000 | 0 | 0.35211 | 0 |  |  |  |  | 836 | 83.6 | 35.2112 | 0 | 42 | 0
|  |  |  | 0.834 | 261.8444 | 801.8444 | 11.1111 | 496.478 | 0.069507 | 26.7338 | 26.7338 | 28.7307 | 3.7843 | 16.2864 | 1 | 20138.1027 | 0.49884 | 0.013889 | 10218.8309 | 3034.4329 | [10 empty] | 3 | 5022 | FALSE | 42000 | 0 | 0.353 | 0 |  |  |  |  | 837 | 83.7 | 35.3005 | 0 | 42 | 0
|  |  |  | 0.835 | 261.8333 | 801.8333 | 11.1111 | 496.499 | 0.06951 | 26.683 | 26.683 | 28.6763 | 3.7593 | 16.2466 | 1 | 20114.1568 | 0.49884 | 0.013889 | 10199.1382 | 3014.2948 | [10 empty] | 3 | 5028 | FALSE | 42000 | 0 | 0.3539 | 0 |  |  |  |  | 838 | 83.8 | 35.3897 | 0 | 42 | 0
|  |  |  | 0.836 | 261.8222 | 801.8222 | 11.1111 | 496.5201 | 0.069513 | 26.6323 | 26.6323 | 28.6219 | 3.7342 | 16.2069 | 1 | 20090.238 | 0.49884 | 0.013889 | 10179.469 | 2994.1806 | [10 empty] | 3 | 5034 | FALSE | 42000 | 0 | 0.35479 | 0 |  |  |  |  | 839 | 83.9 | 35.479 | 0 | 42 | 0
|  |  |  | 0.837 | 261.8111 | 801.8111 | 11.1111 | 496.5412 | 0.069516 | 26.5817 | 26.5817 | 28.5676 | 3.7092 | 16.1672 | 1 | 20066.3463 | 0.49884 | 0.013889 | 10159.8232 | 2974.0904 | [10 empty] | 4 | 5040 | FALSE | 42000 | 0 | 0.35568 | 0 |  |  |  |  | 840 | 84 | 35.5683 | 0 | 42 | 0
|  |  |  | 0.838 | 261.8 | 801.8 | 11.1111 | 496.5623 | 0.069519 | 26.5311 | 26.5311 | 28.5133 | 3.6842 | 16.1275 | 1 | 20042.4817 | 0.49884 | 0.013889 | 10140.2008 | 2954.0241 | [10 empty] | 4 | 5046 | FALSE | 42000 | 0 | 0.35658 | 0 |  |  |  |  | 841 | 84.1 | 35.6576 | 0 | 42 | 0
|  |  |  | 0.839 | 261.7889 | 801.7889 | 11.1111 | 496.5833 | 0.069522 | 26.4806 | 26.4806 | 28.4592 | 3.6593 | 16.0879 | 1 | 20018.6441 | 0.49884 | 0.013889 | 10120.6018 | 2933.9816 | [10 empty] | 4 | 5052 | FALSE | 42000 | 0 | 0.35747 | 0 |  |  |  |  | 842 | 84.2 | 35.7469 | 0 | 42 | 0
|  |  |  | 0.84 | 261.7778 | 801.7778 | 11.1111 | 496.6044 | 0.069525 | 26.4302 | 26.4302 | 28.405 | 3.6344 | 16.0484 | 1 | 19994.8336 | 0.49884 | 0.013889 | 10101.0262 | 2913.9629 | [10 empty] | 4 | 5058 | FALSE | 42000 | 0 | 0.35836 | 0 |  |  |  |  | 843 | 84.3 | 35.8362 | 0 | 42 | 0
|  |  |  | 0.841 | 261.7667 | 801.7667 | 11.1111 | 496.6255 | 0.069528 | 26.3798 | 26.3798 | 28.351 | 3.6095 | 16.0089 | 1 | 19971.0501 | 0.49884 | 0.013889 | 10081.4739 | 2893.9681 | [10 empty] | 4 | 5064 | FALSE | 42000 | 0 | 0.35925 | 0 |  |  |  |  | 844 | 84.4 | 35.9255 | 0 | 42 | 0
|  |  |  | 0.842 | 261.7556 | 801.7556 | 11.1111 | 496.6466 | 0.069531 | 26.3294 | 26.3294 | 28.2969 | 3.5846 | 15.9694 | 1 | 19947.2935 | 0.49884 | 0.013889 | 10061.9449 | 2873.997 | [10 empty] | 4 | 5070 | FALSE | 42000 | 0 | 0.36015 | 0 |  |  |  |  | 845 | 84.5 | 36.0147 | 0 | 42 | 0
|  |  |  | 0.843 | 261.7444 | 801.7444 | 11.1111 | 496.6677 | 0.069533 | 26.2792 | 26.2792 | 28.243 | 3.5598 | 15.93 | 1 | 19923.5638 | 0.49884 | 0.013889 | 10042.4391 | 2854.0498 | [10 empty] | 4 | 5076 | FALSE | 42000 | 0 | 0.36104 | 0 |  |  |  |  | 846 | 84.6 | 36.104 | 0 | 42 | 0
|  |  |  | 0.844 | 261.7333 | 801.7333 | 11.1111 | 496.6887 | 0.069536 | 26.229 | 26.229 | 28.1891 | 3.535 | 15.8906 | 1 | 19899.8611 | 0.49884 | 0.013889 | 10022.9567 | 2834.1262 | [10 empty] | 4 | 5082 | FALSE | 42000 | 0 | 0.36193 | 0 |  |  |  |  | 847 | 84.7 | 36.1933 | 0 | 42 | 0
|  |  |  | 0.845 | 261.7222 | 801.7222 | 11.1111 | 496.7098 | 0.069539 | 26.1788 | 26.1788 | 28.1353 | 3.5102 | 15.8513 | 1 | 19876.1852 | 0.49884 | 0.013889 | 10003.4974 | 2814.2263 | [10 empty] | 4 | 5088 | FALSE | 42000 | 0 | 0.36283 | 0 |  |  |  |  | 848 | 84.8 | 36.2826 | 0 | 42 | 0
|  |  |  | 0.846 | 261.7111 | 801.7111 | 11.1111 | 496.7309 | 0.069542 | 26.1287 | 26.1287 | 28.0815 | 3.4855 | 15.812 | 1 | 19852.5362 | 0.49884 | 0.013889 | 9984.0613 | 2794.3501 | [10 empty] | 4 | 5094 | FALSE | 42000 | 0 | 0.36372 | 0 |  |  |  |  | 849 | 84.9 | 36.3719 | 0 | 42 | 0
|  |  |  | 0.847 | 261.7 | 801.7 | 11.1111 | 496.752 | 0.069545 | 26.0786 | 26.0786 | 28.0278 | 3.4608 | 15.7727 | 1 | 19828.914 | 0.49884 | 0.013889 | 9964.6484 | 2774.4976 | [10 empty] | 4 | 5100 | FALSE | 42000 | 0 | 0.36461 | 0 |  |  |  |  | 850 | 85 | 36.4612 | 0 | 42 | 0
|  |  |  | 0.848 | 261.6889 | 801.6889 | 11.1111 | 496.7731 | 0.069548 | 26.0287 | 26.0287 | 27.9742 | 3.4361 | 15.7335 | 1 | 19805.3186 | 0.49884 | 0.013889 | 9945.2587 | 2754.6687 | [10 empty] | 4 | 5106 | FALSE | 42000 | 0 | 0.3655 | 0 |  |  |  |  | 851 | 85.1 | 36.5505 | 0 | 42 | 0
|  |  |  | 0.849 | 261.6778 | 801.6778 | 11.1111 | 496.7942 | 0.069551 | 25.9787 | 25.9787 | 27.9206 | 3.4114 | 15.6944 | 1 | 19781.75 | 0.49884 | 0.013889 | 9925.8921 | 2734.8634 | [10 empty] | 4 | 5112 | FALSE | 42000 | 0 | 0.3664 | 0 |  |  |  |  | 852 | 85.2 | 36.6397 | 0 | 42 | 0
|  |  |  | 0.85 | 261.6667 | 801.6667 | 11.1111 | 496.8153 | 0.069554 | 25.9288 | 25.9288 | 27.8671 | 3.3868 | 15.6553 | 1 | 19758.208 | 0.49884 | 0.013889 | 9906.5485 | 2715.0816 | [10 empty] | 4 | 5118 | FALSE | 42000 | 0 | 0.36729 | 0 |  |  |  |  | 853 | 85.3 | 36.729 | 0 | 42 | 0
|  |  |  | 0.851 | 261.6556 | 801.6556 | 11.1111 | 496.8364 | 0.069557 | 25.879 | 25.879 | 27.8137 | 3.3622 | 15.6162 | 1 | 19734.6928 | 0.49884 | 0.013889 | 9887.228 | 2695.3234 | [10 empty] | 4 | 5124 | FALSE | 42000 | 0 | 0.36818 | 0 |  |  |  |  | 854 | 85.4 | 36.8183 | 0 | 42 | 0
|  |  |  | 0.852 | 261.6444 | 801.6444 | 11.1111 | 496.8575 | 0.06956 | 25.8293 | 25.8293 | 27.7603 | 3.3376 | 15.5772 | 1 | 19711.2043 | 0.49884 | 0.013889 | 9867.9306 | 2675.5887 | [10 empty] | 4 | 5130 | FALSE | 42000 | 0 | 0.36908 | 0 |  |  |  |  | 855 | 85.5 | 36.9076 | 0 | 42 | 0
|  |  |  | 0.853 | 261.6333 | 801.6333 | 11.1111 | 496.8786 | 0.069563 | 25.7796 | 25.7796 | 27.707 | 3.3131 | 15.5383 | 1 | 19687.7424 | 0.49884 | 0.013889 | 9848.6562 | 2655.8775 | [10 empty] | 4 | 5136 | FALSE | 42000 | 0 | 0.36997 | 0 |  |  |  |  | 856 | 85.6 | 36.9969 | 0 | 42 | 0
|  |  |  | 0.854 | 261.6222 | 801.6222 | 11.1111 | 496.8997 | 0.069566 | 25.7299 | 25.7299 | 27.6537 | 3.2886 | 15.4993 | 1 | 19664.3071 | 0.49884 | 0.013889 | 9829.4047 | 2636.1898 | [10 empty] | 4 | 5142 | FALSE | 42000 | 0 | 0.37086 | 0 |  |  |  |  | 857 | 85.7 | 37.0862 | 0 | 42 | 0
|  |  |  | 0.855 | 261.6111 | 801.6111 | 11.1111 | 496.9208 | 0.069569 | 25.6803 | 25.6803 | 27.6005 | 3.2641 | 15.4604 | 1 | 19640.8983 | 0.49884 | 0.013889 | 9810.1762 | 2616.5255 | [10 empty] | 4 | 5148 | FALSE | 42000 | 0 | 0.37175 | 0 |  |  |  |  | 858 | 85.8 | 37.1755 | 0 | 42 | 0
|  |  |  | 0.856 | 261.6 | 801.6 | 11.1111 | 496.9419 | 0.069572 | 25.6308 | 25.6308 | 27.5473 | 3.2396 | 15.4216 | 1 | 19617.5162 | 0.49884 | 0.013889 | 9790.9707 | 2596.8846 | [10 empty] | 4 | 5154 | FALSE | 42000 | 0 | 0.37265 | 0 |  |  |  |  | 859 | 85.9 | 37.2647 | 0 | 42 | 0
|  |  |  | 0.857 | 261.5889 | 801.5889 | 11.1111 | 496.963 | 0.069575 | 25.5813 | 25.5813 | 27.4942 | 3.2152 | 15.3828 | 1 | 19594.1606 | 0.49884 | 0.013889 | 9771.788 | 2577.2671 | [10 empty] | 4 | 5160 | FALSE | 42000 | 0 | 0.37354 | 0 |  |  |  |  | 860 | 86 | 37.354 | 0 | 42 | 0
|  |  |  | 0.858 | 261.5778 | 801.5778 | 11.1111 | 496.9841 | 0.069578 | 25.5319 | 25.5319 | 27.4412 | 3.1908 | 15.3441 | 1 | 19570.8314 | 0.49884 | 0.013889 | 9752.6283 | 2557.6729 | [10 empty] | 4 | 5166 | FALSE | 42000 | 0 | 0.37443 | 0 |  |  |  |  | 861 | 86.1 | 37.4433 | 0 | 42 | 0
|  |  |  | 0.859 | 261.5667 | 801.5667 | 11.1111 | 497.0052 | 0.069581 | 25.4826 | 25.4826 | 27.3883 | 3.1664 | 15.3054 | 1 | 19547.5288 | 0.49884 | 0.013889 | 9733.4914 | 2538.1021 | [10 empty] | 4 | 5172 | FALSE | 42000 | 0 | 0.37533 | 0 |  |  |  |  | 862 | 86.2 | 37.5326 | 0 | 42 | 0
|  |  |  | 0.86 | 261.5556 | 801.5556 | 11.1111 | 497.0263 | 0.069584 | 25.4333 | 25.4333 | 27.3354 | 3.1421 | 15.2667 | 1 | 19524.2525 | 0.49884 | 0.013889 | 9714.3773 | 2518.5545 | [10 empty] | 4 | 5178 | FALSE | 42000 | 0 | 0.37622 | 0 |  |  |  |  | 863 | 86.3 | 37.6219 | 0 | 42 | 0
|  |  |  | 0.861 | 261.5444 | 801.5444 | 11.1111 | 497.0475 | 0.069587 | 25.384 | 25.384 | 27.2825 | 3.1178 | 15.2281 | 1 | 19501.0027 | 0.49884 | 0.013889 | 9695.286 | 2499.0303 | [10 empty] | 4 | 5184 | FALSE | 42000 | 0 | 0.37711 | 0 |  |  |  |  | 864 | 86.4 | 37.7112 | 0 | 42 | 0
|  |  |  | 0.862 | 261.5333 | 801.5333 | 11.1111 | 497.0686 | 0.06959 | 25.3348 | 25.3348 | 27.2297 | 3.0935 | 15.1895 | 1 | 19477.7793 | 0.49884 | 0.013889 | 9676.2175 | 2479.5293 | [10 empty] | 4 | 5190 | FALSE | 42000 | 0 | 0.378 | 0 |  |  |  |  | 865 | 86.5 | 37.8005 | 0 | 42 | 0
|  |  |  | 0.863 | 261.5222 | 801.5222 | 11.1111 | 497.0897 | 0.069593 | 25.2857 | 25.2857 | 27.177 | 3.0692 | 15.151 | 1 | 19454.5822 | 0.49884 | 0.013889 | 9657.1718 | 2460.0515 | [10 empty] | 4 | 5196 | FALSE | 42000 | 0 | 0.3789 | 0 |  |  |  |  | 866 | 86.6 | 37.8897 | 0 | 42 | 0
|  |  |  | 0.864 | 261.5111 | 801.5111 | 11.1111 | 497.1108 | 0.069596 | 25.2366 | 25.2366 | 27.1244 | 3.045 | 15.1125 | 1 | 19431.4115 | 0.49884 | 0.013889 | 9638.1488 | 2440.5969 | [10 empty] | 4 | 5202 | FALSE | 42000 | 0 | 0.37979 | 0 |  |  |  |  | 867 | 86.7 | 37.979 | 0 | 42 | 0
|  |  |  | 0.865 | 261.5 | 801.5 | 11.1111 | 497.1319 | 0.069598 | 25.1876 | 25.1876 | 27.0718 | 3.0208 | 15.0741 | 1 | 19408.267 | 0.49884 | 0.013889 | 9619.1485 | 2421.1655 | [10 empty] | 4 | 5208 | FALSE | 42000 | 0 | 0.38068 | 0 |  |  |  |  | 868 | 86.8 | 38.0683 | 0 | 42 | 0
|  |  |  | 0.866 | 261.4889 | 801.4889 | 11.1111 | 497.1531 | 0.069601 | 25.1386 | 25.1386 | 27.0192 | 2.9966 | 15.0357 | 1 | 19385.1488 | 0.49884 | 0.013889 | 9600.1708 | 2401.7572 | [10 empty] | 4 | 5214 | FALSE | 42000 | 0 | 0.38158 | 0 |  |  |  |  | 869 | 86.9 | 38.1576 | 0 | 42 | 0
|  |  |  | 0.867 | 261.4778 | 801.4778 | 11.1111 | 497.1742 | 0.069604 | 25.0897 | 25.0897 | 26.9667 | 2.9725 | 14.9974 | 1 | 19362.0569 | 0.49884 | 0.013889 | 9581.2158 | 2382.3721 | [10 empty] | 4 | 5220 | FALSE | 42000 | 0 | 0.38247 | 0 |  |  |  |  | 870 | 87 | 38.2469 | 0 | 42 | 0
|  |  |  | 0.868 | 261.4667 | 801.4667 | 11.1111 | 497.1953 | 0.069607 | 25.0409 | 25.0409 | 26.9143 | 2.9484 | 14.9591 | 1 | 19338.9911 | 0.49884 | 0.013889 | 9562.2835 | 2363.01 | [10 empty] | 4 | 5226 | FALSE | 42000 | 0 | 0.38336 | 0 |  |  |  |  | 871 | 87.1 | 38.3362 | 0 | 42 | 0
|  |  |  | 0.869 | 261.4556 | 801.4556 | 11.1111 | 497.2164 | 0.06961 | 24.9921 | 24.9921 | 26.862 | 2.9243 | 14.9208 | 1 | 19315.9516 | 0.49884 | 0.013889 | 9543.3737 | 2343.671 | [10 empty] | 4 | 5232 | FALSE | 42000 | 0 | 0.38425 | 0 |  |  |  |  | 872 | 87.2 | 38.4255 | 0 | 42 | 0
|  |  |  | 0.87 | 261.4444 | 801.4444 | 11.1111 | 497.2376 | 0.069613 | 24.9434 | 24.9434 | 26.8097 | 2.9002 | 14.8826 | 1 | 19292.9381 | 0.49884 | 0.013889 | 9524.4865 | 2324.3551 | [10 empty] | 4 | 5238 | FALSE | 42000 | 0 | 0.38515 | 0 |  |  |  |  | 873 | 87.3 | 38.5147 | 0 | 42 | 0
|  |  |  | 0.871 | 261.4333 | 801.4333 | 11.1111 | 497.2587 | 0.069616 | 24.8947 | 24.8947 | 26.7574 | 2.8762 | 14.8444 | 1 | 19269.9509 | 0.49884 | 0.013889 | 9505.6219 | 2305.0622 | [10 empty] | 4 | 5244 | FALSE | 42000 | 0 | 0.38604 | 0 |  |  |  |  | 874 | 87.4 | 38.604 | 0 | 42 | 0
|  |  |  | 0.872 | 261.4222 | 801.4222 | 11.1111 | 497.2798 | 0.069619 | 24.8461 | 24.8461 | 26.7053 | 2.8522 | 14.8063 | 1 | 19246.9897 | 0.49884 | 0.013889 | 9486.7797 | 2285.7922 | [10 empty] | 4 | 5250 | FALSE | 42000 | 0 | 0.38693 | 0 |  |  |  |  | 875 | 87.5 | 38.6933 | 0 | 42 | 0
|  |  |  | 0.873 | 261.4111 | 801.4111 | 11.1111 | 497.301 | 0.069622 | 24.7975 | 24.7975 | 26.6531 | 2.8282 | 14.7682 | 1 | 19224.0546 | 0.49884 | 0.013889 | 9467.9601 | 2266.5452 | [10 empty] | 4 | 5256 | FALSE | 42000 | 0 | 0.38783 | 0 |  |  |  |  | 876 | 87.6 | 38.7826 | 0 | 42 | 0
|  |  |  | 0.874 | 261.4 | 801.4 | 11.1111 | 497.3221 | 0.069625 | 24.749 | 24.749 | 26.6011 | 2.8042 | 14.7302 | 1 | 19201.1455 | 0.49884 | 0.013889 | 9449.1629 | 2247.3212 | [10 empty] | 4 | 5262 | FALSE | 42000 | 0 | 0.38872 | 0 |  |  |  |  | 877 | 87.7 | 38.8719 | 0 | 42 | 0
|  |  |  | 0.875 | 261.3889 | 801.3889 | 11.1111 | 497.3433 | 0.069628 | 24.7005 | 24.7005 | 26.5491 | 2.7803 | 14.6922 | 1 | 19178.2624 | 0.49884 | 0.013889 | 9430.3882 | 2228.12 | [10 empty] | 4 | 5268 | FALSE | 42000 | 0 | 0.38961 | 0 |  |  |  |  | 878 | 87.8 | 38.9612 | 0 | 42 | 0
|  |  |  | 0.876 | 261.3778 | 801.3778 | 11.1111 | 497.3644 | 0.069631 | 24.6521 | 24.6521 | 26.4972 | 2.7564 | 14.6543 | 1 | 19155.4053 | 0.49884 | 0.013889 | 9411.6359 | 2208.9417 | [10 empty] | 4 | 5274 | FALSE | 42000 | 0 | 0.3905 | 0 |  |  |  |  | 879 | 87.9 | 39.0505 | 0 | 42 | 0
|  |  |  | 0.877 | 261.3667 | 801.3667 | 11.1111 | 497.3855 | 0.069634 | 24.6038 | 24.6038 | 26.4453 | 2.7326 | 14.6164 | 1 | 19132.5742 | 0.49884 | 0.013889 | 9392.906 | 2189.7863 | [10 empty] | 4 | 5280 | FALSE | 42000 | 0 | 0.3914 | 0 |  |  |  |  | 880 | 88 | 39.1397 | 0 | 42 | 0
|  |  |  | 0.878 | 261.3556 | 801.3556 | 11.1111 | 497.4067 | 0.069637 | 24.5555 | 24.5555 | 26.3935 | 2.7087 | 14.5785 | 1 | 19109.769 | 0.49884 | 0.013889 | 9374.1985 | 2170.6538 | [10 empty] | 4 | 5286 | FALSE | 42000 | 0 | 0.39229 | 0 |  |  |  |  | 881 | 88.1 | 39.229 | 0 | 42 | 0
|  |  |  | 0.879 | 261.3444 | 801.3444 | 11.1111 | 497.4278 | 0.06964 | 24.5073 | 24.5073 | 26.3417 | 2.6849 | 14.5407 | 1 | 19086.9897 | 0.49884 | 0.013889 | 9355.5133 | 2151.544 | [10 empty] | 4 | 5292 | FALSE | 42000 | 0 | 0.39318 | 0 |  |  |  |  | 882 | 88.2 | 39.3183 | 0 | 42 | 0
|  |  |  | 0.88 | 261.3333 | 801.3333 | 11.1111 | 497.449 | 0.069643 | 24.4591 | 24.4591 | 26.29 | 2.6611 | 14.5029 | 1 | 19064.2363 | 0.49884 | 0.013889 | 9336.8504 | 2132.457 | [10 empty] | 4 | 5298 | FALSE | 42000 | 0 | 0.39408 | 0 |  |  |  |  | 883 | 88.3 | 39.4076 | 0 | 42 | 0
|  |  |  | 0.881 | 261.3222 | 801.3222 | 11.1111 | 497.4701 | 0.069646 | 24.411 | 24.411 | 26.2384 | 2.6374 | 14.4652 | 1 | 19041.5087 | 0.49884 | 0.013889 | 9318.2098 | 2113.3928 | [10 empty] | 4 | 5304 | FALSE | 42000 | 0 | 0.39497 | 0 |  |  |  |  | 884 | 88.4 | 39.4969 | 0 | 42 | 0
|  |  |  | 0.882 | 261.3111 | 801.3111 | 11.1111 | 497.4913 | 0.069649 | 24.3629 | 24.3629 | 26.1868 | 2.6137 | 14.4275 | 1 | 19018.8069 | 0.49884 | 0.013889 | 9299.5915 | 2094.3513 | [10 empty] | 4 | 5310 | FALSE | 42000 | 0 | 0.39586 | 0 |  |  |  |  | 885 | 88.5 | 39.5862 | 0 | 42 | 0
|  |  |  | 0.883 | 261.3 | 801.3 | 11.1111 | 497.5124 | 0.069652 | 24.3149 | 24.3149 | 26.1353 | 2.59 | 14.3899 | 1 | 18996.1309 | 0.49884 | 0.013889 | 9280.9954 | 2075.3325 | [10 empty] | 4 | 5316 | FALSE | 42000 | 0 | 0.39675 | 0 |  |  |  |  | 886 | 88.6 | 39.6755 | 0 | 42 | 0
|  |  |  | 0.884 | 261.2889 | 801.2889 | 11.1111 | 497.5336 | 0.069655 | 24.2669 | 24.2669 | 26.0838 | 2.5663 | 14.3523 | 1 | 18973.4806 | 0.49884 | 0.013889 | 9262.4215 | 2056.3363 | [10 empty] | 4 | 5322 | FALSE | 42000 | 0 | 0.39765 | 0 |  |  |  |  | 887 | 88.7 | 39.7647 | 0 | 42 | 0
|  |  |  | 0.885 | 261.2778 | 801.2778 | 11.1111 | 497.5548 | 0.069658 | 24.219 | 24.219 | 26.0324 | 2.5426 | 14.3147 | 1 | 18950.8561 | 0.49884 | 0.013889 | 9243.8698 | 2037.3628 | [10 empty] | 4 | 5328 | FALSE | 42000 | 0 | 0.39854 | 0 |  |  |  |  | 888 | 88.8 | 39.854 | 0 | 42 | 0
|  |  |  | 0.886 | 261.2667 | 801.2667 | 11.1111 | 497.5759 | 0.069661 | 24.1712 | 24.1712 | 25.9811 | 2.519 | 14.2772 | 1 | 18928.2573 | 0.49884 | 0.013889 | 9225.3403 | 2018.412 | [10 empty] | 4 | 5334 | FALSE | 42000 | 0 | 0.39943 | 0 |  |  |  |  | 889 | 88.9 | 39.9433 | 0 | 42 | 0
|  |  |  | 0.887 | 261.2556 | 801.2556 | 11.1111 | 497.5971 | 0.069664 | 24.1234 | 24.1234 | 25.9298 | 2.4954 | 14.2397 | 1 | 18905.6842 | 0.49884 | 0.013889 | 9206.8329 | 1999.4837 | [10 empty] | 4 | 5340 | FALSE | 42000 | 0 | 0.40033 | 0 |  |  |  |  | 890 | 89 | 40.0326 | 0 | 42 | 0
|  |  |  | 0.888 | 261.2444 | 801.2444 | 11.1111 | 497.6182 | 0.069667 | 24.0757 | 24.0757 | 25.8785 | 2.4719 | 14.2023 | 1 | 18883.1367 | 0.49884 | 0.013889 | 9188.3477 | 1980.5781 | [10 empty] | 4 | 5346 | FALSE | 42000 | 0 | 0.40122 | 0 |  |  |  |  | 891 | 89.1 | 40.1219 | 0 | 42 | 0
|  |  |  | 0.889 | 261.2333 | 801.2333 | 11.1111 | 497.6394 | 0.06967 | 24.028 | 24.028 | 25.8274 | 2.4483 | 14.1649 | 1 | 18860.6148 | 0.49884 | 0.013889 | 9169.8845 | 1961.6949 | [10 empty] | 4 | 5352 | FALSE | 42000 | 0 | 0.40211 | 0 |  |  |  |  | 892 | 89.2 | 40.2112 | 0 | 42 | 0
|  |  |  | 0.89 | 261.2222 | 801.2222 | 11.1111 | 497.6606 | 0.069672 | 23.9804 | 23.9804 | 25.7763 | 2.4248 | 14.1276 | 1 | 18838.1185 | 0.49884 | 0.013889 | 9151.4434 | 1942.8343 | [10 empty] | 4 | 5358 | FALSE | 42000 | 0 | 0.403 | 0 |  |  |  |  | 893 | 89.3 | 40.3005 | 0 | 42 | 0
|  |  |  | 0.891 | 261.2111 | 801.2111 | 11.1111 | 497.6817 | 0.069675 | 23.9328 | 23.9328 | 25.7252 | 2.4014 | 14.0903 | 1 | 18815.6478 | 0.49884 | 0.013889 | 9133.0243 | 1923.9962 | [10 empty] | 4 | 5364 | FALSE | 42000 | 0 | 0.4039 | 0 |  |  |  |  | 894 | 89.4 | 40.3897 | 0 | 42 | 0
|  |  |  | 0.892 | 261.2 | 801.2 | 11.1111 | 497.7029 | 0.069678 | 23.8853 | 23.8853 | 25.6742 | 2.3779 | 14.053 | 1 | 18793.2026 | 0.49884 | 0.013889 | 9114.6272 | 1905.1805 | [10 empty] | 4 | 5370 | FALSE | 42000 | 0 | 0.40479 | 0 |  |  |  |  | 895 | 89.5 | 40.479 | 0 | 42 | 0
|  |  |  | 0.893 | 261.1889 | 801.1889 | 11.1111 | 497.7241 | 0.069681 | 23.8378 | 23.8378 | 25.6233 | 2.3545 | 14.0158 | 1 | 18770.7829 | 0.49884 | 0.013889 | 9096.2522 | 1886.3873 | [10 empty] | 4 | 5376 | FALSE | 42000 | 0 | 0.40568 | 0 |  |  |  |  | 896 | 89.6 | 40.5683 | 0 | 42 | 0
|  |  |  | 0.894 | 261.1778 | 801.1778 | 11.1111 | 497.7453 | 0.069684 | 23.7904 | 23.7904 | 25.5724 | 2.3311 | 13.9787 | 1 | 18748.3887 | 0.49884 | 0.013889 | 9077.8991 | 1867.6165 | [10 empty] | 4 | 5382 | FALSE | 42000 | 0 | 0.40658 | 0 |  |  |  |  | 897 | 89.7 | 40.6576 | 0 | 42 | 0
|  |  |  | 0.895 | 261.1667 | 801.1667 | 11.1111 | 497.7664 | 0.069687 | 23.7431 | 23.7431 | 25.5216 | 2.3077 | 13.9415 | 1 | 18726.02 | 0.49884 | 0.013889 | 9059.5679 | 1848.8682 | [10 empty] | 4 | 5388 | FALSE | 42000 | 0 | 0.40747 | 0 |  |  |  |  | 898 | 89.8 | 40.7469 | 0 | 42 | 0
|  |  |  | 0.896 | 261.1556 | 801.1556 | 11.1111 | 497.7876 | 0.06969 | 23.6958 | 23.6958 | 25.4709 | 2.2844 | 13.9045 | 1 | 18703.6766 | 0.49884 | 0.013889 | 9041.2587 | 1830.1421 | [10 empty] | 4 | 5394 | FALSE | 42000 | 0 | 0.40836 | 0 |  |  |  |  | 899 | 89.9 | 40.8362 | 0 | 42 | 0
|  |  |  | 0.897 | 261.1444 | 801.1444 | 11.1111 | 497.8088 | 0.069693 | 23.6485 | 23.6485 | 25.4202 | 2.2611 | 13.8674 | 1 | 18681.3587 | 0.49884 | 0.013889 | 9022.9713 | 1811.4385 | [10 empty] | 4 | 5400 | FALSE | 42000 | 0 | 0.40925 | 0 |  |  |  |  | 900 | 90 | 40.9255 | 0 | 42 | 0
|  |  |  | 0.898 | 261.1333 | 801.1333 | 11.1111 | 497.83 | 0.069696 | 23.6014 | 23.6014 | 25.3695 | 2.2378 | 13.8304 | 1 | 18659.0661 | 0.49884 | 0.013889 | 9004.7058 | 1792.7571 | [10 empty] | 4 | 5406 | FALSE | 42000 | 0 | 0.41015 | 0 |  |  |  |  | 901 | 90.1 | 41.0147 | 0 | 42 | 0
|  |  |  | 0.899 | 261.1222 | 801.1222 | 11.1111 | 497.8512 | 0.069699 | 23.5542 | 23.5542 | 25.3189 | 2.2145 | 13.7935 | 1 | 18636.7989 | 0.49884 | 0.013889 | 8986.4621 | 1774.098 | [10 empty] | 4 | 5412 | FALSE | 42000 | 0 | 0.41104 | 0 |  |  |  |  | 902 | 90.2 | 41.104 | 0 | 42 | 0
|  |  |  | 0.9 | 261.1111 | 801.1111 | 11.1111 | 497.8723 | 0.069702 | 23.5072 | 23.5072 | 25.2684 | 2.1913 | 13.7566 | 1 | 18614.5569 | 0.49884 | 0.013889 | 8968.2403 | 1755.4612 | [10 empty] | 4 | 5418 | FALSE | 42000 | 0 | 0.41193 | 0 |  |  |  |  | 903 | 90.3 | 41.1933 | 0 | 42 | 0
|  |  |  | 0.901 | 261.1 | 801.1 | 11.1111 | 497.8935 | 0.069705 | 23.4601 | 23.4601 | 25.218 | 2.1681 | 13.7197 | 1 | 18592.3403 | 0.49884 | 0.013889 | 8950.0402 | 1736.8467 | [10 empty] | 4 | 5424 | FALSE | 42000 | 0 | 0.41283 | 0 |  |  |  |  | 904 | 90.4 | 41.2826 | 0 | 42 | 0
|  |  |  | 0.902 | 261.0889 | 801.0889 | 11.1111 | 497.9147 | 0.069708 | 23.4132 | 23.4132 | 25.1675 | 2.1449 | 13.6829 | 1 | 18570.1489 | 0.49884 | 0.013889 | 8931.8619 | 1718.2543 | [10 empty] | 4 | 5430 | FALSE | 42000 | 0 | 0.41372 | 0 |  |  |  |  | 905 | 90.5 | 41.3719 | 0 | 42 | 0
|  |  |  | 0.903 | 261.0778 | 801.0778 | 11.1111 | 497.9359 | 0.069711 | 23.3663 | 23.3663 | 25.1172 | 2.1217 | 13.6461 | 1 | 18547.9827 | 0.49884 | 0.013889 | 8913.7054 | 1699.6842 | [10 empty] | 4 | 5436 | FALSE | 42000 | 0 | 0.41461 | 0 |  |  |  |  | 906 | 90.6 | 41.4612 | 0 | 42 | 0
|  |  |  | 0.904 | 261.0667 | 801.0667 | 11.1111 | 497.9571 | 0.069714 | 23.3194 | 23.3194 | 25.0669 | 2.0986 | 13.6093 | 1 | 18525.8418 | 0.49884 | 0.013889 | 8895.5705 | 1681.1362 | [10 empty] | 4 | 5442 | FALSE | 42000 | 0 | 0.4155 | 0 |  |  |  |  | 907 | 90.7 | 41.5505 | 0 | 42 | 0
|  |  |  | 0.905 | 261.0556 | 801.0556 | 11.1111 | 497.9783 | 0.069717 | 23.2726 | 23.2726 | 25.0167 | 2.0755 | 13.5727 | 1 | 18503.726 | 0.49884 | 0.013889 | 8877.4574 | 1662.6104 | [10 empty] | 4 | 5448 | FALSE | 42000 | 0 | 0.4164 | 0 |  |  |  |  | 908 | 90.8 | 41.6397 | 0 | 42 | 0
|  |  |  | 0.906 | 261.0444 | 801.0444 | 11.1111 | 497.9995 | 0.06972 | 23.2258 | 23.2258 | 24.9665 | 2.0525 | 13.536 | 1 | 18481.6354 | 0.49884 | 0.013889 | 8859.3659 | 1644.1066 | [10 empty] | 4 | 5454 | FALSE | 42000 | 0 | 0.41729 | 0 |  |  |  |  | 909 | 90.9 | 41.729 | 0 | 42 | 0
|  |  |  | 0.907 | 261.0333 | 801.0333 | 11.1111 | 498.0207 | 0.069723 | 23.1791 | 23.1791 | 24.9164 | 2.0294 | 13.4994 | 1 | 18459.5698 | 0.49884 | 0.013889 | 8841.2961 | 1625.625 | [10 empty] | 4 | 5460 | FALSE | 42000 | 0 | 0.41818 | 0 |  |  |  |  | 910 | 91 | 41.8183 | 0 | 42 | 0
|  |  |  | 0.908 | 261.0222 | 801.0222 | 11.1111 | 498.0419 | 0.069726 | 23.1325 | 23.1325 | 24.8663 | 2.0064 | 13.4628 | 1 | 18437.5294 | 0.49884 | 0.013889 | 8823.2479 | 1607.1654 | [10 empty] | 4 | 5466 | FALSE | 42000 | 0 | 0.41908 | 0 |  |  |  |  | 911 | 91.1 | 41.9076 | 0 | 42 | 0
|  |  |  | 0.909 | 261.0111 | 801.0111 | 11.1111 | 498.0631 | 0.069729 | 23.0859 | 23.0859 | 24.8163 | 1.9834 | 13.4263 | 1 | 18415.514 | 0.49884 | 0.013889 | 8805.2212 | 1588.7279 | [10 empty] | 4 | 5472 | FALSE | 42000 | 0 | 0.41997 | 0 |  |  |  |  | 912 | 91.2 | 41.9969 | 0 | 42 | 0
|  |  |  | 0.91 | 261 | 801 | 11.1111 | 498.0843 | 0.069732 | 23.0394 | 23.0394 | 24.7664 | 1.9604 | 13.3898 | 1 | 18393.5237 | 0.49884 | 0.013889 | 8787.2162 | 1570.3124 | [10 empty] | 4 | 5478 | FALSE | 42000 | 0 | 0.42086 | 0 |  |  |  |  | 913 | 91.3 | 42.0862 | 0 | 42 | 0
|  |  |  | 0.911 | 260.9889 | 800.9889 | 11.1111 | 498.1055 | 0.069735 | 22.9929 | 22.9929 | 24.7165 | 1.9375 | 13.3534 | 1 | 18371.5584 | 0.49884 | 0.013889 | 8769.2326 | 1551.9189 | [10 empty] | 4 | 5484 | FALSE | 42000 | 0 | 0.42175 | 0 |  |  |  |  | 914 | 91.4 | 42.1755 | 0 | 42 | 0
|  |  |  | 0.912 | 260.9778 | 800.9778 | 11.1111 | 498.1267 | 0.069738 | 22.9465 | 22.9465 | 24.6667 | 1.9146 | 13.317 | 1 | 18349.618 | 0.49884 | 0.013889 | 8751.2706 | 1533.5473 | [10 empty] | 4 | 5490 | FALSE | 42000 | 0 | 0.42265 | 0 |  |  |  |  | 915 | 91.5 | 42.2647 | 0 | 42 | 0
|  |  |  | 0.913 | 260.9667 | 800.9667 | 11.1111 | 498.1479 | 0.069741 | 22.9001 | 22.9001 | 24.6169 | 1.8917 | 13.2806 | 1 | 18327.7026 | 0.49884 | 0.013889 | 8733.3301 | 1515.1977 | [10 empty] | 4 | 5496 | FALSE | 42000 | 0 | 0.42354 | 0 |  |  |  |  | 916 | 91.6 | 42.354 | 0 | 42 | 0
|  |  |  | 0.914 | 260.9556 | 800.9556 | 11.1111 | 498.1691 | 0.069744 | 22.8538 | 22.8538 | 24.5672 | 1.8689 | 13.2443 | 1 | 18305.8122 | 0.49884 | 0.013889 | 8715.4111 | 1496.87 | [10 empty] | 4 | 5502 | FALSE | 42000 | 0 | 0.42443 | 0 |  |  |  |  | 917 | 91.7 | 42.4433 | 0 | 42 | 0
|  |  |  | 0.915 | 260.9444 | 800.9444 | 11.1111 | 498.1903 | 0.069747 | 22.8075 | 22.8075 | 24.5175 | 1.846 | 13.208 | 1 | 18283.9466 | 0.49884 | 0.013889 | 8697.5135 | 1478.5642 | [10 empty] | 4 | 5508 | FALSE | 42000 | 0 | 0.42533 | 0 |  |  |  |  | 918 | 91.8 | 42.5326 | 0 | 42 | 0
|  |  |  | 0.916 | 260.9333 | 800.9333 | 11.1111 | 498.2115 | 0.06975 | 22.7613 | 22.7613 | 24.4679 | 1.8232 | 13.1718 | 1 | 18262.1059 | 0.49884 | 0.013889 | 8679.6373 | 1460.2802 | [10 empty] | 4 | 5514 | FALSE | 42000 | 0 | 0.42622 | 0 |  |  |  |  | 919 | 91.9 | 42.6219 | 0 | 42 | 0
|  |  |  | 0.917 | 260.9222 | 800.9222 | 11.1111 | 498.2328 | 0.069753 | 22.7151 | 22.7151 | 24.4184 | 1.8004 | 13.1356 | 1 | 18240.2901 | 0.49884 | 0.013889 | 8661.7825 | 1442.0181 | [10 empty] | 4 | 5520 | FALSE | 42000 | 0 | 0.42711 | 0 |  |  |  |  | 920 | 92 | 42.7112 | 0 | 42 | 0
|  |  |  | 0.918 | 260.9111 | 800.9111 | 11.1111 | 498.254 | 0.069756 | 22.669 | 22.669 | 24.3689 | 1.7777 | 13.0994 | 1 | 18218.4991 | 0.49884 | 0.013889 | 8643.9491 | 1423.7778 | [10 empty] | 4 | 5526 | FALSE | 42000 | 0 | 0.428 | 0 |  |  |  |  | 921 | 92.1 | 42.8005 | 0 | 42 | 0
|  |  |  | 0.919 | 260.9 | 800.9 | 11.1111 | 498.2752 | 0.069759 | 22.623 | 22.623 | 24.3195 | 1.755 | 13.0633 | 1 | 18196.7328 | 0.49884 | 0.013889 | 8626.137 | 1405.5593 | [10 empty] | 4 | 5532 | FALSE | 42000 | 0 | 0.4289 | 0 |  |  |  |  | 922 | 92.2 | 42.8897 | 0 | 42 | 0
|  |  |  | 0.92 | 260.8889 | 800.8889 | 11.1111 | 498.2964 | 0.069761 | 22.577 | 22.577 | 24.2701 | 1.7323 | 13.0273 | 1 | 18174.9914 | 0.49884 | 0.013889 | 8608.3463 | 1387.3626 | [10 empty] | 4 | 5538 | FALSE | 42000 | 0 | 0.42979 | 0 |  |  |  |  | 923 | 92.3 | 42.979 | 0 | 42 | 0
|  |  |  | 0.921 | 260.8778 | 800.8778 | 11.1111 | 498.3176 | 0.069764 | 22.531 | 22.531 | 24.2208 | 1.7096 | 12.9912 | 1 | 18153.2746 | 0.49884 | 0.013889 | 8590.5769 | 1369.1876 | [10 empty] | 4 | 5544 | FALSE | 42000 | 0 | 0.43068 | 0 |  |  |  |  | 924 | 92.4 | 43.0683 | 0 | 42 | 0
|  |  |  | 0.922 | 260.8667 | 800.8667 | 11.1111 | 498.3389 | 0.069767 | 22.4851 | 22.4851 | 24.1715 | 1.687 | 12.9553 | 1 | 18131.5826 | 0.49884 | 0.013889 | 8572.8287 | 1351.0343 | [10 empty] | 4 | 5550 | FALSE | 42000 | 0 | 0.43158 | 0 |  |  |  |  | 925 | 92.5 | 43.1576 | 0 | 42 | 0
|  |  |  | 0.923 | 260.8556 | 800.8556 | 11.1111 | 498.3601 | 0.06977 | 22.4393 | 22.4393 | 24.1223 | 1.6643 | 12.9193 | 1 | 18109.9153 | 0.49884 | 0.013889 | 8555.1018 | 1332.9028 | [10 empty] | 4 | 5556 | FALSE | 42000 | 0 | 0.43247 | 0 |  |  |  |  | 926 | 92.6 | 43.2469 | 0 | 42 | 0
|  |  |  | 0.924 | 260.8444 | 800.8444 | 11.1111 | 498.3813 | 0.069773 | 22.3935 | 22.3935 | 24.0732 | 1.6418 | 12.8834 | 1 | 18088.2726 | 0.49884 | 0.013889 | 8537.3961 | 1314.7928 | [10 empty] | 4 | 5562 | FALSE | 42000 | 0 | 0.43336 | 0 |  |  |  |  | 927 | 92.7 | 43.3362 | 0 | 42 | 0
|  |  |  | 0.925 | 260.8333 | 800.8333 | 11.1111 | 498.4026 | 0.069776 | 22.3478 | 22.3478 | 24.0241 | 1.6192 | 12.8476 | 1 | 18066.6545 | 0.49884 | 0.013889 | 8519.7116 | 1296.7046 | [10 empty] | 4 | 5568 | FALSE | 42000 | 0 | 0.43425 | 0 |  |  |  |  | 928 | 92.8 | 43.4255 | 0 | 42 | 0
|  |  |  | 0.926 | 260.8222 | 800.8222 | 11.1111 | 498.4238 | 0.069779 | 22.3021 | 22.3021 | 23.975 | 1.5967 | 12.8117 | 1 | 18045.0611 | 0.49884 | 0.013889 | 8502.0483 | 1278.6379 | [10 empty] | 4 | 5574 | FALSE | 42000 | 0 | 0.43515 | 0 |  |  |  |  | 929 | 92.9 | 43.5147 | 0 | 42 | 0
|  |  |  | 0.927 | 260.8111 | 800.8111 | 11.1111 | 498.445 | 0.069782 | 22.2565 | 22.2565 | 23.9261 | 1.5741 | 12.776 | 1 | 18023.4922 | 0.49884 | 0.013889 | 8484.4061 | 1260.5929 | [10 empty] | 4 | 5580 | FALSE | 42000 | 0 | 0.43604 | 0 |  |  |  |  | 930 | 93 | 43.604 | 0 | 42 | 0
|  |  |  | 0.928 | 260.8 | 800.8 | 11.1111 | 498.4663 | 0.069785 | 22.2109 | 22.2109 | 23.8771 | 1.5517 | 12.7402 | 1 | 18001.9479 | 0.49884 | 0.013889 | 8466.7851 | 1242.5694 | [10 empty] | 4 | 5586 | FALSE | 42000 | 0 | 0.43693 | 0 |  |  |  |  | 931 | 93.1 | 43.6933 | 0 | 42 | 0
|  |  |  | 0.929 | 260.7889 | 800.7889 | 11.1111 | 498.4875 | 0.069788 | 22.1654 | 22.1654 | 23.8283 | 1.5292 | 12.7046 | 1 | 17980.4281 | 0.49884 | 0.013889 | 8449.1852 | 1224.5674 | [10 empty] | 4 | 5592 | FALSE | 42000 | 0 | 0.43783 | 0 |  |  |  |  | 932 | 93.2 | 43.7826 | 0 | 42 | 0
|  |  |  | 0.93 | 260.7778 | 800.7778 | 11.1111 | 498.5087 | 0.069791 | 22.1199 | 22.1199 | 23.7795 | 1.5068 | 12.6689 | 1 | 17958.9328 | 0.49884 | 0.013889 | 8431.6063 | 1206.587 | [10 empty] | 4 | 5598 | FALSE | 42000 | 0 | 0.43872 | 0 |  |  |  |  | 933 | 93.3 | 43.8719 | 0 | 42 | 0
|  |  |  | 0.931 | 260.7667 | 800.7667 | 11.1111 | 498.53 | 0.069794 | 22.0745 | 22.0745 | 23.7307 | 1.4844 | 12.6333 | 1 | 17937.4619 | 0.49884 | 0.013889 | 8414.0485 | 1188.6281 | [10 empty] | 4 | 5604 | FALSE | 42000 | 0 | 0.43961 | 0 |  |  |  |  | 934 | 93.4 | 43.9612 | 0 | 42 | 0
|  |  |  | 0.932 | 260.7556 | 800.7556 | 11.1111 | 498.5512 | 0.069797 | 22.0291 | 22.0291 | 23.682 | 1.462 | 12.5977 | 1 | 17916.0155 | 0.49884 | 0.013889 | 8396.5118 | 1170.6906 | [10 empty] | 4 | 5610 | FALSE | 42000 | 0 | 0.4405 | 0 |  |  |  |  | 935 | 93.5 | 44.0505 | 0 | 42 | 0
|  |  |  | 0.933 | 260.7444 | 800.7444 | 11.1111 | 498.5725 | 0.0698 | 21.9838 | 21.9838 | 23.6334 | 1.4396 | 12.5622 | 1 | 17894.5936 | 0.49884 | 0.013889 | 8378.996 | 1152.7746 | [10 empty] | 4 | 5616 | FALSE | 42000 | 0 | 0.4414 | 0 |  |  |  |  | 936 | 93.6 | 44.1397 | 0 | 42 | 0
|  |  |  | 0.934 | 260.7333 | 800.7333 | 11.1111 | 498.5937 | 0.069803 | 21.9385 | 21.9385 | 23.5848 | 1.4173 | 12.5267 | 1 | 17873.196 | 0.49884 | 0.013889 | 8361.5013 | 1134.88 | [10 empty] | 4 | 5622 | FALSE | 42000 | 0 | 0.44229 | 0 |  |  |  |  | 937 | 93.7 | 44.229 | 0 | 42 | 0
|  |  |  | 0.935 | 260.7222 | 800.7222 | 11.1111 | 498.615 | 0.069806 | 21.8933 | 21.8933 | 23.5363 | 1.395 | 12.4913 | 1 | 17851.8227 | 0.49884 | 0.013889 | 8344.0275 | 1117.0068 | [10 empty] | 4 | 5628 | FALSE | 42000 | 0 | 0.44318 | 0 |  |  |  |  | 938 | 93.8 | 44.3183 | 0 | 42 | 0
|  |  |  | 0.936 | 260.7111 | 800.7111 | 11.1111 | 498.6362 | 0.069809 | 21.8482 | 21.8482 | 23.4878 | 1.3727 | 12.4559 | 1 | 17830.4738 | 0.49884 | 0.013889 | 8326.5746 | 1099.155 | [10 empty] | 4 | 5634 | FALSE | 42000 | 0 | 0.44408 | 0 |  |  |  |  | 939 | 93.9 | 44.4076 | 0 | 42 | 0
|  |  |  | 0.937 | 260.7 | 800.7 | 11.1111 | 498.6575 | 0.069812 | 21.8031 | 21.8031 | 23.4394 | 1.3505 | 12.4205 | 1 | 17809.1492 | 0.49884 | 0.013889 | 8309.1427 | 1081.3245 | [10 empty] | 4 | 5640 | FALSE | 42000 | 0 | 0.44497 | 0 |  |  |  |  | 940 | 94 | 44.4969 | 0 | 42 | 0
|  |  |  | 0.938 | 260.6889 | 800.6889 | 11.1111 | 498.6787 | 0.069815 | 21.758 | 21.758 | 23.391 | 1.3283 | 12.3852 | 1 | 17787.8489 | 0.49884 | 0.013889 | 8291.7316 | 1063.5153 | [10 empty] | 4 | 5646 | FALSE | 42000 | 0 | 0.44586 | 0 |  |  |  |  | 941 | 94.1 | 44.5862 | 0 | 42 | 0
|  |  |  | 0.939 | 260.6778 | 800.6778 | 11.1111 | 498.7 | 0.069818 | 21.713 | 21.713 | 23.3427 | 1.3061 | 12.3499 | 1 | 17766.5729 | 0.49884 | 0.013889 | 8274.3414 | 1045.7275 | [10 empty] | 4 | 5652 | FALSE | 42000 | 0 | 0.44675 | 0 |  |  |  |  | 942 | 94.2 | 44.6755 | 0 | 42 | 0
|  |  |  | 0.94 | 260.6667 | 800.6667 | 11.1111 | 498.7212 | 0.069821 | 21.6681 | 21.6681 | 23.2945 | 1.2839 | 12.3147 | 1 | 17745.321 | 0.49884 | 0.013889 | 8256.9721 | 1027.9609 | [10 empty] | 4 | 5658 | FALSE | 42000 | 0 | 0.44765 | 0 |  |  |  |  | 943 | 94.3 | 44.7647 | 0 | 42 | 0
|  |  |  | 0.941 | 260.6556 | 800.6556 | 11.1111 | 498.7425 | 0.069824 | 21.6232 | 21.6232 | 23.2463 | 1.2617 | 12.2795 | 1 | 17724.0934 | 0.49884 | 0.013889 | 8239.6235 | 1010.2156 | [10 empty] | 4 | 5664 | FALSE | 42000 | 0 | 0.44854 | 0 |  |  |  |  | 944 | 94.4 | 44.854 | 0 | 42 | 0
|  |  |  | 0.942 | 260.6444 | 800.6444 | 11.1111 | 498.7637 | 0.069827 | 21.5783 | 21.5783 | 23.1982 | 1.2396 | 12.2443 | 1 | 17702.89 | 0.49884 | 0.013889 | 8222.2958 | 992.4915 | [10 empty] | 4 | 5670 | FALSE | 42000 | 0 | 0.44943 | 0 |  |  |  |  | 945 | 94.5 | 44.9433 | 0 | 42 | 0
|  |  |  | 0.943 | 260.6333 | 800.6333 | 11.1111 | 498.785 | 0.06983 | 21.5335 | 21.5335 | 23.1501 | 1.2175 | 12.2092 | 1 | 17681.7107 | 0.49884 | 0.013889 | 8204.9888 | 974.7886 | [10 empty] | 4 | 5676 | FALSE | 42000 | 0 | 0.45033 | 0 |  |  |  |  | 946 | 94.6 | 45.0326 | 0 | 42 | 0
|  |  |  | 0.944 | 260.6222 | 800.6222 | 11.1111 | 498.8063 | 0.069833 | 21.4888 | 21.4888 | 23.1021 | 1.1955 | 12.1741 | 1 | 17660.5555 | 0.49884 | 0.013889 | 8187.7026 | 957.1069 | [10 empty] | 4 | 5682 | FALSE | 42000 | 0 | 0.45122 | 0 |  |  |  |  | 947 | 94.7 | 45.1219 | 0 | 42 | 0
|  |  |  | 0.945 | 260.6111 | 800.6111 | 11.1111 | 498.8275 | 0.069836 | 21.4441 | 21.4441 | 23.0541 | 1.1734 | 12.1391 | 1 | 17639.4244 | 0.49884 | 0.013889 | 8170.4371 | 939.4463 | [10 empty] | 4 | 5688 | FALSE | 42000 | 0 | 0.45211 | 0 |  |  |  |  | 948 | 94.8 | 45.2112 | 0 | 42 | 0
|  |  |  | 0.946 | 260.6 | 800.6 | 11.1111 | 498.8488 | 0.069839 | 21.3995 | 21.3995 | 23.0062 | 1.1514 | 12.1041 | 1 | 17618.3174 | 0.49884 | 0.013889 | 8153.1923 | 921.8069 | [10 empty] | 4 | 5694 | FALSE | 42000 | 0 | 0.453 | 0 |  |  |  |  | 949 | 94.9 | 45.3005 | 0 | 42 | 0
|  |  |  | 0.947 | 260.5889 | 800.5889 | 11.1111 | 498.8701 | 0.069842 | 21.3549 | 21.3549 | 22.9583 | 1.1294 | 12.0691 | 1 | 17597.2344 | 0.49884 | 0.013889 | 8135.9682 | 904.1886 | [10 empty] | 4 | 5700 | FALSE | 42000 | 0 | 0.4539 | 0 |  |  |  |  | 950 | 95 | 45.3897 | 0 | 42 | 0
|  |  |  | 0.948 | 260.5778 | 800.5778 | 11.1111 | 498.8914 | 0.069845 | 21.3103 | 21.3103 | 22.9105 | 1.1074 | 12.0342 | 1 | 17576.1755 | 0.49884 | 0.013889 | 8118.7647 | 886.5914 | [10 empty] | 4 | 5706 | FALSE | 42000 | 0 | 0.45479 | 0 |  |  |  |  | 951 | 95.1 | 45.479 | 0 | 42 | 0
|  |  |  | 0.949 | 260.5667 | 800.5667 | 11.1111 | 498.9126 | 0.069848 | 21.2659 | 21.2659 | 22.8628 | 1.0855 | 11.9993 | 1 | 17555.1405 | 0.49884 | 0.013889 | 8101.5819 | 869.0152 | [10 empty] | 4 | 5712 | FALSE | 42000 | 0 | 0.45568 | 0 |  |  |  |  | 952 | 95.2 | 45.5683 | 0 | 42 | 0
|  |  |  | 0.95 | 260.5556 | 800.5556 | 11.1111 | 498.9339 | 0.069851 | 21.2214 | 21.2214 | 22.8151 | 1.0636 | 11.9645 | 1 | 17534.1295 | 0.49884 | 0.013889 | 8084.4196 | 851.4601 | [10 empty] | 4 | 5718 | FALSE | 42000 | 0 | 0.45658 | 0 |  |  |  |  | 953 | 95.3 | 45.6576 | 0 | 42 | 0
|  |  |  | 0.951 | 260.5444 | 800.5444 | 11.1111 | 498.9552 | 0.069854 | 21.177 | 21.177 | 22.7674 | 1.0417 | 11.9297 | 1 | 17513.1425 | 0.49884 | 0.013889 | 8067.278 | 833.9259 | [10 empty] | 4 | 5724 | FALSE | 42000 | 0 | 0.45747 | 0 |  |  |  |  | 954 | 95.4 | 45.7469 | 0 | 42 | 0
|  |  |  | 0.952 | 260.5333 | 800.5333 | 11.1111 | 498.9765 | 0.069857 | 21.1327 | 21.1327 | 22.7199 | 1.0198 | 11.895 | 1 | 17492.1793 | 0.49884 | 0.013889 | 8050.1569 | 816.4128 | [10 empty] | 4 | 5730 | FALSE | 42000 | 0 | 0.45836 | 0 |  |  |  |  | 955 | 95.5 | 45.8362 | 0 | 42 | 0
|  |  |  | 0.953 | 260.5222 | 800.5222 | 11.1111 | 498.9977 | 0.06986 | 21.0884 | 21.0884 | 22.6723 | 0.998 | 11.8602 | 1 | 17471.2401 | 0.49884 | 0.013889 | 8033.0563 | 798.9206 | [10 empty] | 4 | 5736 | FALSE | 42000 | 0 | 0.45925 | 0 |  |  |  |  | 956 | 95.6 | 45.9255 | 0 | 42 | 0
|  |  |  | 0.954 | 260.5111 | 800.5111 | 11.1111 | 499.019 | 0.069863 | 21.0442 | 21.0442 | 22.6248 | 0.97619 | 11.8256 | 1 | 17450.3247 | 0.49884 | 0.013889 | 8015.9763 | 781.4494 | [10 empty] | 4 | 5742 | FALSE | 42000 | 0 | 0.46015 | 0 |  |  |  |  | 957 | 95.7 | 46.0147 | 0 | 42 | 0
|  |  |  | 0.955 | 260.5 | 800.5 | 11.1111 | 499.0403 | 0.069866 | 21 | 21 | 22.5774 | 0.9544 | 11.7909 | 1 | 17429.4331 | 0.49884 | 0.013889 | 7998.9167 | 763.999 | [10 empty] | 4 | 5748 | FALSE | 42000 | 0 | 0.46104 | 0 |  |  |  |  | 958 | 95.8 | 46.104 | 0 | 42 | 0
|  |  |  | 0.956 | 260.4889 | 800.4889 | 11.1111 | 499.0616 | 0.069869 | 20.9559 | 20.9559 | 22.5301 | 0.93264 | 11.7564 | 1 | 17408.5654 | 0.49884 | 0.013889 | 7981.8776 | 746.5696 | [10 empty] | 4 | 5754 | FALSE | 42000 | 0 | 0.46193 | 0 |  |  |  |  | 959 | 95.9 | 46.1933 | 0 | 42 | 0
|  |  |  | 0.957 | 260.4778 | 800.4778 | 11.1111 | 499.0829 | 0.069872 | 20.9119 | 20.9119 | 22.4828 | 0.91091 | 11.7218 | 1 | 17387.7214 | 0.49884 | 0.013889 | 7964.859 | 729.161 | [10 empty] | 4 | 5760 | FALSE | 42000 | 0 | 0.46283 | 0 |  |  |  |  | 960 | 96 | 46.2826 | 0 | 42 | 0
|  |  |  | 0.958 | 260.4667 | 800.4667 | 11.1111 | 499.1042 | 0.069875 | 20.8678 | 20.8678 | 22.4355 | 0.8892 | 11.6873 | 1 | 17366.9012 | 0.49884 | 0.013889 | 7947.8607 | 711.7733 | [10 empty] | 4 | 5766 | FALSE | 42000 | 0 | 0.46372 | 0 |  |  |  |  | 961 | 96.1 | 46.3719 | 0 | 42 | 0
|  |  |  | 0.959 | 260.4556 | 800.4556 | 11.1111 | 499.1255 | 0.069878 | 20.8239 | 20.8239 | 22.3883 | 0.86751 | 11.6528 | 1 | 17346.1047 | 0.49884 | 0.013889 | 7930.8829 | 694.4064 | [10 empty] | 4 | 5772 | FALSE | 42000 | 0 | 0.46461 | 0 |  |  |  |  | 962 | 96.2 | 46.4612 | 0 | 42 | 0
|  |  |  | 0.96 | 260.4444 | 800.4444 | 11.1111 | 499.1468 | 0.069881 | 20.7799 | 20.7799 | 22.3412 | 0.84586 | 11.6184 | 1 | 17325.3319 | 0.49884 | 0.013889 | 7913.9254 | 677.0603 | [10 empty] | 4 | 5778 | FALSE | 42000 | 0 | 0.4655 | 0 |  |  |  |  | 963 | 96.3 | 46.5505 | 0 | 42 | 0
|  |  |  | 0.961 | 260.4333 | 800.4333 | 11.1111 | 499.1681 | 0.069884 | 20.7361 | 20.7361 | 22.2941 | 0.82422 | 11.584 | 1 | 17304.5828 | 0.49884 | 0.013889 | 7896.9883 | 659.735 | [10 empty] | 4 | 5784 | FALSE | 42000 | 0 | 0.4664 | 0 |  |  |  |  | 964 | 96.4 | 46.6397 | 0 | 42 | 0
|  |  |  | 0.962 | 260.4222 | 800.4222 | 11.1111 | 499.1894 | 0.069887 | 20.6923 | 20.6923 | 22.247 | 0.80261 | 11.5496 | 1 | 17283.8573 | 0.49884 | 0.013889 | 7880.0715 | 642.4304 | [10 empty] | 4 | 5790 | FALSE | 42000 | 0 | 0.46729 | 0 |  |  |  |  | 965 | 96.5 | 46.729 | 0 | 42 | 0
|  |  |  | 0.963 | 260.4111 | 800.4111 | 11.1111 | 499.2106 | 0.069889 | 20.6485 | 20.6485 | 22.2 | 0.78103 | 11.5153 | 1 | 17263.1555 | 0.49884 | 0.013889 | 7863.175 | 625.1465 | [10 empty] | 4 | 5796 | FALSE | 42000 | 0 | 0.46818 | 0 |  |  |  |  | 966 | 96.6 | 46.8183 | 0 | 42 | 0
|  |  |  | 0.964 | 260.4 | 800.4 | 11.1111 | 499.232 | 0.069892 | 20.6048 | 20.6048 | 22.1531 | 0.75947 | 11.4811 | 1 | 17242.4773 | 0.49884 | 0.013889 | 7846.2988 | 607.8834 | [10 empty] | 4 | 5802 | FALSE | 42000 | 0 | 0.46908 | 0 |  |  |  |  | 967 | 96.7 | 46.9076 | 0 | 42 | 0
|  |  |  | 0.965 | 260.3889 | 800.3889 | 11.1111 | 499.2533 | 0.069895 | 20.5611 | 20.5611 | 22.1062 | 0.73794 | 11.4468 | 1 | 17221.8226 | 0.49884 | 0.013889 | 7829.4428 | 590.6409 | [10 empty] | 4 | 5808 | FALSE | 42000 | 0 | 0.46997 | 0 |  |  |  |  | 968 | 96.8 | 46.9969 | 0 | 42 | 0
|  |  |  | 0.966 | 260.3778 | 800.3778 | 11.1111 | 499.2746 | 0.069898 | 20.5175 | 20.5175 | 22.0594 | 0.71644 | 11.4126 | 1 | 17201.1915 | 0.49884 | 0.013889 | 7812.6071 | 573.4191 | [10 empty] | 4 | 5814 | FALSE | 42000 | 0 | 0.47086 | 0 |  |  |  |  | 969 | 96.9 | 47.0862 | 0 | 42 | 0
|  |  |  | 0.967 | 260.3667 | 800.3667 | 11.1111 | 499.2959 | 0.069901 | 20.4739 | 20.4739 | 22.0126 | 0.69495 | 11.3785 | 1 | 17180.584 | 0.49884 | 0.013889 | 7795.7916 | 556.2179 | [10 empty] | 4 | 5820 | FALSE | 42000 | 0 | 0.47175 | 0 |  |  |  |  | 970 | 97 | 47.1755 | 0 | 42 | 0
|  |  |  | 0.968 | 260.3556 | 800.3556 | 11.1111 | 499.3172 | 0.069904 | 20.4304 | 20.4304 | 21.9659 | 0.6735 | 11.3444 | 1 | 17159.9999 | 0.49884 | 0.013889 | 7778.9963 | 539.0373 | [10 empty] | 4 | 5826 | FALSE | 42000 | 0 | 0.47265 | 0 |  |  |  |  | 971 | 97.1 | 47.2647 | 0 | 42 | 0
|  |  |  | 0.969 | 260.3444 | 800.3444 | 11.1111 | 499.3385 | 0.069907 | 20.387 | 20.387 | 21.9193 | 0.65207 | 11.3103 | 1 | 17139.4393 | 0.49884 | 0.013889 | 7762.2211 | 521.8773 | [10 empty] | 4 | 5832 | FALSE | 42000 | 0 | 0.47354 | 0 |  |  |  |  | 972 | 97.2 | 47.354 | 0 | 42 | 0
|  |  |  | 0.97 | 260.3333 | 800.3333 | 11.1111 | 499.3598 | 0.06991 | 20.3435 | 20.3435 | 21.8727 | 0.63066 | 11.2763 | 1 | 17118.9021 | 0.49884 | 0.013889 | 7745.4661 | 504.7379 | [10 empty] | 4 | 5838 | FALSE | 42000 | 0 | 0.47443 | 0 |  |  |  |  | 973 | 97.3 | 47.4433 | 0 | 42 | 0
|  |  |  | 0.971 | 260.3222 | 800.3222 | 11.1111 | 499.3811 | 0.069913 | 20.3002 | 20.3002 | 21.8261 | 0.60928 | 11.2423 | 1 | 17098.3884 | 0.49884 | 0.013889 | 7728.7311 | 487.619 | [10 empty] | 4 | 5844 | FALSE | 42000 | 0 | 0.47533 | 0 |  |  |  |  | 974 | 97.4 | 47.5326 | 0 | 42 | 0
|  |  |  | 0.972 | 260.3111 | 800.3111 | 11.1111 | 499.4024 | 0.069916 | 20.2569 | 20.2569 | 21.7796 | 0.58792 | 11.2083 | 1 | 17077.898 | 0.49884 | 0.013889 | 7712.0163 | 470.5206 | [10 empty] | 4 | 5850 | FALSE | 42000 | 0 | 0.47622 | 0 |  |  |  |  | 975 | 97.5 | 47.6219 | 0 | 42 | 0
|  |  |  | 0.973 | 260.3 | 800.3 | 11.1111 | 499.4237 | 0.069919 | 20.2136 | 20.2136 | 21.7332 | 0.56659 | 11.1744 | 1 | 17057.431 | 0.49884 | 0.013889 | 7695.3216 | 453.4427 | [10 empty] | 4 | 5856 | FALSE | 42000 | 0 | 0.47711 | 0 |  |  |  |  | 976 | 97.6 | 47.7112 | 0 | 42 | 0
|  |  |  | 0.974 | 260.2889 | 800.2889 | 11.1111 | 499.4451 | 0.069922 | 20.1704 | 20.1704 | 21.6868 | 0.54528 | 11.1405 | 1 | 17036.9874 | 0.49884 | 0.013889 | 7678.6469 | 436.3852 | [10 empty] | 4 | 5862 | FALSE | 42000 | 0 | 0.478 | 0 |  |  |  |  | 977 | 97.7 | 47.8005 | 0 | 42 | 0
|  |  |  | 0.975 | 260.2778 | 800.2778 | 11.1111 | 499.4664 | 0.069925 | 20.1272 | 20.1272 | 21.6405 | 0.524 | 11.1067 | 1 | 17016.5671 | 0.49884 | 0.013889 | 7661.9922 | 419.3483 | [10 empty] | 4 | 5868 | FALSE | 42000 | 0 | 0.4789 | 0 |  |  |  |  | 978 | 97.8 | 47.8897 | 0 | 42 | 0
|  |  |  | 0.976 | 260.2667 | 800.2667 | 11.1111 | 499.4877 | 0.069928 | 20.0841 | 20.0841 | 21.5942 | 0.50275 | 11.0729 | 1 | 16996.1701 | 0.49884 | 0.013889 | 7645.3575 | 402.3317 | [10 empty] | 4 | 5874 | FALSE | 42000 | 0 | 0.47979 | 0 |  |  |  |  | 979 | 97.9 | 47.979 | 0 | 42 | 0
|  |  |  | 0.977 | 260.2556 | 800.2556 | 11.1111 | 499.509 | 0.069931 | 20.0411 | 20.0411 | 21.5479 | 0.48152 | 11.0391 | 1 | 16975.7963 | 0.49884 | 0.013889 | 7628.7428 | 385.3355 | [10 empty] | 4 | 5880 | FALSE | 42000 | 0 | 0.48068 | 0 |  |  |  |  | 980 | 98 | 48.0683 | 0 | 42 | 0
|  |  |  | 0.978 | 260.2444 | 800.2444 | 11.1111 | 499.5304 | 0.069934 | 19.9981 | 19.9981 | 21.5018 | 0.46031 | 11.0054 | 1 | 16955.4458 | 0.49884 | 0.013889 | 7612.1481 | 368.3597 | [10 empty] | 4 | 5886 | FALSE | 42000 | 0 | 0.48158 | 0 |  |  |  |  | 981 | 98.1 | 48.1576 | 0 | 42 | 0
|  |  |  | 0.979 | 260.2333 | 800.2333 | 11.1111 | 499.5517 | 0.069937 | 19.9551 | 19.9551 | 21.4556 | 0.43913 | 10.9717 | 1 | 16935.1185 | 0.49884 | 0.013889 | 7595.5733 | 351.4043 | [10 empty] | 4 | 5892 | FALSE | 42000 | 0 | 0.48247 | 0 |  |  |  |  | 982 | 98.2 | 48.2469 | 0 | 42 | 0
|  |  |  | 0.98 | 260.2222 | 800.2222 | 11.1111 | 499.573 | 0.06994 | 19.9122 | 19.9122 | 21.4096 | 0.41797 | 10.9381 | 1 | 16914.8144 | 0.49884 | 0.013889 | 7579.0184 | 334.4692 | [10 empty] | 4 | 5898 | FALSE | 42000 | 0 | 0.48336 | 0 |  |  |  |  | 983 | 98.3 | 48.3362 | 0 | 42 | 0
|  |  |  | 0.981 | 260.2111 | 800.2111 | 11.1111 | 499.5943 | 0.069943 | 19.8693 | 19.8693 | 21.3636 | 0.39684 | 10.9045 | 1 | 16894.5334 | 0.49884 | 0.013889 | 7562.4834 | 317.5544 | [10 empty] | 4 | 5904 | FALSE | 42000 | 0 | 0.48425 | 0 |  |  |  |  | 984 | 98.4 | 48.4255 | 0 | 42 | 0
|  |  |  | 0.982 | 260.2 | 800.2 | 11.1111 | 499.6157 | 0.069946 | 19.8265 | 19.8265 | 21.3176 | 0.37573 | 10.8709 | 1 | 16874.2756 | 0.49884 | 0.013889 | 7545.9683 | 300.6598 | [10 empty] | 4 | 5910 | FALSE | 42000 | 0 | 0.48515 | 0 |  |  |  |  | 985 | 98.5 | 48.5147 | 0 | 42 | 0
|  |  |  | 0.983 | 260.1889 | 800.1889 | 11.1111 | 499.637 | 0.069949 | 19.7837 | 19.7837 | 21.2717 | 0.35465 | 10.8374 | 1 | 16854.0409 | 0.49884 | 0.013889 | 7529.473 | 283.7855 | [10 empty] | 4 | 5916 | FALSE | 42000 | 0 | 0.48604 | 0 |  |  |  |  | 986 | 98.6 | 48.604 | 0 | 42 | 0
|  |  |  | 0.984 | 260.1778 | 800.1778 | 11.1111 | 499.6584 | 0.069952 | 19.741 | 19.741 | 21.2258 | 0.33359 | 10.8039 | 1 | 16833.8293 | 0.49884 | 0.013889 | 7512.9975 | 266.9315 | [10 empty] | 4 | 5922 | FALSE | 42000 | 0 | 0.48693 | 0 |  |  |  |  | 987 | 98.7 | 48.6933 | 0 | 42 | 0
|  |  |  | 0.985 | 260.1667 | 800.1667 | 11.1111 | 499.6797 | 0.069955 | 19.6984 | 19.6984 | 21.18 | 0.31256 | 10.7704 | 1 | 16813.6408 | 0.49884 | 0.013889 | 7496.5419 | 250.0977 | [10 empty] | 4 | 5928 | FALSE | 42000 | 0 | 0.48783 | 0 |  |  |  |  | 988 | 98.8 | 48.7826 | 0 | 42 | 0
|  |  |  | 0.986 | 260.1556 | 800.1556 | 11.1111 | 499.701 | 0.069958 | 19.6558 | 19.6558 | 21.1343 | 0.29155 | 10.737 | 1 | 16793.4753 | 0.49884 | 0.013889 | 7480.106 | 233.284 | [10 empty] | 4 | 5934 | FALSE | 42000 | 0 | 0.48872 | 0 |  |  |  |  | 989 | 98.9 | 48.8719 | 0 | 42 | 0
|  |  |  | 0.987 | 260.1444 | 800.1444 | 11.1111 | 499.7224 | 0.069961 | 19.6132 | 19.6132 | 21.0886 | 0.27056 | 10.7037 | 1 | 16773.3328 | 0.49884 | 0.013889 | 7463.6898 | 216.4906 | [10 empty] | 4 | 5940 | FALSE | 42000 | 0 | 0.48961 | 0 |  |  |  |  | 990 | 99 | 48.9612 | 0 | 42 | 0
|  |  |  | 0.988 | 260.1333 | 800.1333 | 11.1111 | 499.7437 | 0.069964 | 19.5707 | 19.5707 | 21.0429 | 0.2496 | 10.6703 | 1 | 16753.2133 | 0.49884 | 0.013889 | 7447.2934 | 199.7172 | [10 empty] | 4 | 5946 | FALSE | 42000 | 0 | 0.4905 | 0 |  |  |  |  | 991 | 99.1 | 49.0505 | 0 | 42 | 0
|  |  |  | 0.989 | 260.1222 | 800.1222 | 11.1111 | 499.7651 | 0.069967 | 19.5282 | 19.5282 | 20.9973 | 0.22867 | 10.637 | 1 | 16733.1168 | 0.49884 | 0.013889 | 7430.9167 | 182.964 | [10 empty] | 4 | 5952 | FALSE | 42000 | 0 | 0.4914 | 0 |  |  |  |  | 992 | 99.2 | 49.1397 | 0 | 42 | 0
|  |  |  | 0.99 | 260.1111 | 800.1111 | 11.1111 | 499.7864 | 0.06997 | 19.4858 | 19.4858 | 20.9518 | 0.20776 | 10.6038 | 1 | 16713.0432 | 0.49884 | 0.013889 | 7414.5597 | 166.2309 | [10 empty] | 4 | 5958 | FALSE | 42000 | 0 | 0.49229 | 0 |  |  |  |  | 993 | 99.3 | 49.229 | 0 | 42 | 0
|  |  |  | 0.991 | 260.1 | 800.1 | 11.1111 | 499.8078 | 0.069973 | 19.4434 | 19.4434 | 20.9063 | 0.18687 | 10.5706 | 1 | 16692.9925 | 0.49884 | 0.013889 | 7398.2223 | 149.5178 | [10 empty] | 4 | 5964 | FALSE | 42000 | 0 | 0.49318 | 0 |  |  |  |  | 994 | 99.4 | 49.3183 | 0 | 42 | 0
|  |  |  | 0.992 | 260.0889 | 800.0889 | 11.1111 | 499.8291 | 0.069976 | 19.4011 | 19.4011 | 20.8609 | 0.16601 | 10.5374 | 1 | 16672.9647 | 0.49884 | 0.013889 | 7381.9046 | 132.8249 | [10 empty] | 4 | 5970 | FALSE | 42000 | 0 | 0.49408 | 0 |  |  |  |  | 995 | 99.5 | 49.4076 | 0 | 42 | 0
|  |  |  | 0.993 | 260.0778 | 800.0778 | 11.1111 | 499.8505 | 0.069979 | 19.3588 | 19.3588 | 20.8155 | 0.14518 | 10.5043 | 1 | 16652.9597 | 0.49884 | 0.013889 | 7365.6065 | 116.1519 | [10 empty] | 4 | 5976 | FALSE | 42000 | 0 | 0.49497 | 0 |  |  |  |  | 996 | 99.6 | 49.4969 | 0 | 42 | 0
|  |  |  | 0.994 | 260.0667 | 800.0667 | 11.1111 | 499.8718 | 0.069982 | 19.3166 | 19.3166 | 20.7702 | 0.12436 | 10.4712 | 1 | 16632.9776 | 0.49884 | 0.013889 | 7349.328 | 99.4989 | [10 empty] | 4 | 5982 | FALSE | 42000 | 0 | 0.49586 | 0 |  |  |  |  | 997 | 99.7 | 49.5862 | 0 | 42 | 0
|  |  |  | 0.995 | 260.0556 | 800.0556 | 11.1111 | 499.8932 | 0.069985 | 19.2744 | 19.2744 | 20.7249 | 0.10358 | 10.4381 | 1 | 16613.0183 | 0.49884 | 0.013889 | 7333.0691 | 82.866 | [10 empty] | 4 | 5988 | FALSE | 42000 | 0 | 0.49675 | 0 |  |  |  |  | 998 | 99.8 | 49.6755 | 0 | 42 | 0
|  |  |  | 0.996 | 260.0444 | 800.0444 | 11.1111 | 499.9145 | 0.069988 | 19.2323 | 19.2323 | 20.6796 | 0.082812 | 10.4051 | 1 | 16593.0818 | 0.49884 | 0.013889 | 7316.8297 | 66.2529 | [10 empty] | 4 | 5994 | FALSE | 42000 | 0 | 0.49765 | 0 |  |  |  |  | 999 | 99.9 | 49.7647 | 0 | 42 | 0
|  |  |  | 0.997 | 260.0333 | 800.0333 | 11.1111 | 499.9359 | 0.069991 | 19.1902 | 19.1902 | 20.6345 | 0.062072 | 10.3721 | 1 | 16573.1681 | 0.49884 | 0.013889 | 7300.6098 | 49.6599 | [10 empty] | 4 | 6000 | FALSE | 42000 | 0 | 0.49854 | 0 |  |  |  |  | 1000 | 100 | 49.854 | 0 | 42 | 0
|  |  |  | 0.998 | 260.0222 | 800.0222 | 11.1111 | 499.9573 | 0.069994 | 19.1482 | 19.1482 | 20.5894 | 0.041357 | 10.3391 | 1 | 16553.2771 | 0.49884 | 0.013889 | 7284.4095 | 33.0867 | [10 empty] | 4 | 6006 | FALSE | 42000 | 0 | 0.49943 | 0 |  |  |  |  | 1001 | 100.1 | 49.9433 | 0 | 42 | 0
|  |  |  | 0.999 | 260.0111 | 800.0111 | 11.1111 | 499.9786 | 0.069997 | 19.1062 | 19.1062 | 20.5443 | 0.020666 | 10.3062 | 1 | 16533.4088 | 0.49884 | 0.013889 | 7268.2286 | 16.5334 | [10 empty] | 4 | 6012 | FALSE | 42000 | 0 | 0.50033 | 0 |  |  |  |  | 1002 | 100.2 | 50.0326 | 0 | 42 | 0
|  |  |  | 1 | 260 | 800 | 11.1111 | 500 | 0.07 | 19.0643 | 19.0643 | 20.4993 | 5.1982e-13 | 10.2734 | 1 | 16513.5632 | 0.49884 | 0.013889 | 7252.0672 | 4.1585e-10 | [10 empty] | 4 | 6018 | FALSE | 42000 | 0 | 0.50122 | 0 |  |  |  |  | 1003 | 100.3 | 50.1219 | 0 | 42 | 0
[31 empty] | 4 | 6024 | FALSE | 42000 | 0 | 0.50211 | 0 |  |  |  |  | 1004 | 100.4 | 50.2112 | 0 | 42 | 0
[31 empty] | 4 | 6030 | FALSE | 42000 | 0 | 0.503 | 0 |  |  |  |  | 1005 | 100.5 | 50.3005 | 0 | 42 | 0
[31 empty] | 4 | 6036 | FALSE | 42000 | 0 | 0.5039 | 0 |  |  |  |  | 1006 | 100.6 | 50.3897 | 0 | 42 | 0
[31 empty] | 4 | 6042 | FALSE | 42000 | 0 | 0.50479 | 0 |  |  |  |  | 1007 | 100.7 | 50.479 | 0 | 42 | 0
[31 empty] | 4 | 6048 | FALSE | 42000 | 0 | 0.50568 | 0 |  |  |  |  | 1008 | 100.8 | 50.5683 | 0 | 42 | 0
[31 empty] | 4 | 6054 | FALSE | 42000 | 0 | 0.50658 | 0 |  |  |  |  | 1009 | 100.9 | 50.6576 | 0 | 42 | 0
[31 empty] | 4 | 6060 | FALSE | 42000 | 0 | 0.50747 | 0 |  |  |  |  | 1010 | 101 | 50.7469 | 0 | 42 | 0
[31 empty] | 4 | 6066 | FALSE | 42000 | 0 | 0.50836 | 0 |  |  |  |  | 1011 | 101.1 | 50.8362 | 0 | 42 | 0
[31 empty] | 4 | 6072 | FALSE | 42000 | 0 | 0.50925 | 0 |  |  |  |  | 1012 | 101.2 | 50.9255 | 0 | 42 | 0
[31 empty] | 4 | 6078 | FALSE | 42000 | 0 | 0.51015 | 0 |  |  |  |  | 1013 | 101.3 | 51.0147 | 0 | 42 | 0
[31 empty] | 4 | 6084 | FALSE | 42000 | 0 | 0.51104 | 0 |  |  |  |  | 1014 | 101.4 | 51.104 | 0 | 42 | 0
[31 empty] | 4 | 6090 | FALSE | 42000 | 0 | 0.51193 | 0 |  |  |  |  | 1015 | 101.5 | 51.1933 | 0 | 42 | 0
[31 empty] | 4 | 6096 | FALSE | 42000 | 0 | 0.51283 | 0 |  |  |  |  | 1016 | 101.6 | 51.2826 | 0 | 42 | 0
[31 empty] | 4 | 6102 | FALSE | 42000 | 0 | 0.51372 | 0 |  |  |  |  | 1017 | 101.7 | 51.3719 | 0 | 42 | 0
[31 empty] | 4 | 6108 | FALSE | 42000 | 0 | 0.51461 | 0 |  |  |  |  | 1018 | 101.8 | 51.4612 | 0 | 42 | 0
[31 empty] | 4 | 6114 | FALSE | 42000 | 0 | 0.5155 | 0 |  |  |  |  | 1019 | 101.9 | 51.5505 | 0 | 42 | 0
[31 empty] | 4 | 6120 | FALSE | 42000 | 0 | 0.5164 | 0 |  |  |  |  | 1020 | 102 | 51.6397 | 0 | 42 | 0
[31 empty] | 4 | 6126 | FALSE | 42000 | 0 | 0.51729 | 0 |  |  |  |  | 1021 | 102.1 | 51.729 | 0 | 42 | 0
[31 empty] | 4 | 6132 | FALSE | 42000 | 0 | 0.51818 | 0 |  |  |  |  | 1022 | 102.2 | 51.8183 | 0 | 42 | 0
[31 empty] | 4 | 6138 | FALSE | 42000 | 0 | 0.51908 | 0 |  |  |  |  | 1023 | 102.3 | 51.9076 | 0 | 42 | 0
[31 empty] | 4 | 6144 | FALSE | 42000 | 0 | 0.51997 | 0 |  |  |  |  | 1024 | 102.4 | 51.9969 | 0 | 42 | 0
[31 empty] | 4 | 6150 | FALSE | 42000 | 0 | 0.52086 | 0 |  |  |  |  | 1025 | 102.5 | 52.0862 | 0 | 42 | 0
[31 empty] | 4 | 6156 | FALSE | 42000 | 0 | 0.52175 | 0 |  |  |  |  | 1026 | 102.6 | 52.1755 | 0 | 42 | 0
[31 empty] | 4 | 6162 | FALSE | 42000 | 0 | 0.52265 | 0 |  |  |  |  | 1027 | 102.7 | 52.2647 | 0 | 42 | 0
[31 empty] | 4 | 6168 | FALSE | 42000 | 0 | 0.52354 | 0 |  |  |  |  | 1028 | 102.8 | 52.354 | 0 | 42 | 0
[31 empty] | 4 | 6174 | FALSE | 42000 | 0 | 0.52443 | 0 |  |  |  |  | 1029 | 102.9 | 52.4433 | 0 | 42 | 0
[31 empty] | 4 | 6180 | FALSE | 42000 | 0 | 0.52533 | 0 |  |  |  |  | 1030 | 103 | 52.5326 | 0 | 42 | 0
[31 empty] | 4 | 6186 | FALSE | 42000 | 0 | 0.52622 | 0 |  |  |  |  | 1031 | 103.1 | 52.6219 | 0 | 42 | 0
[31 empty] | 4 | 6192 | FALSE | 42000 | 0 | 0.52711 | 0 |  |  |  |  | 1032 | 103.2 | 52.7112 | 0 | 42 | 0
[31 empty] | 4 | 6198 | FALSE | 42000 | 0 | 0.528 | 0 |  |  |  |  | 1033 | 103.3 | 52.8005 | 0 | 42 | 0
[31 empty] | 4 | 6204 | FALSE | 42000 | 0 | 0.5289 | 0 |  |  |  |  | 1034 | 103.4 | 52.8897 | 0 | 42 | 0
[31 empty] | 4 | 6210 | FALSE | 42000 | 0 | 0.52979 | 0 |  |  |  |  | 1035 | 103.5 | 52.979 | 0 | 42 | 0
[31 empty] | 4 | 6216 | FALSE | 42000 | 0 | 0.53068 | 0 |  |  |  |  | 1036 | 103.6 | 53.0683 | 0 | 42 | 0
[31 empty] | 4 | 6222 | FALSE | 42000 | 0 | 0.53158 | 0 |  |  |  |  | 1037 | 103.7 | 53.1576 | 0 | 42 | 0
[31 empty] | 4 | 6228 | FALSE | 42000 | 0 | 0.53247 | 0 |  |  |  |  | 1038 | 103.8 | 53.2469 | 0 | 42 | 0
[31 empty] | 4 | 6234 | FALSE | 42000 | 0 | 0.53336 | 0 |  |  |  |  | 1039 | 103.9 | 53.3362 | 0 | 42 | 0
[31 empty] | 4 | 6240 | FALSE | 42000 | 0 | 0.53425 | 0 |  |  |  |  | 1040 | 104 | 53.4255 | 0 | 42 | 0
[31 empty] | 4 | 6246 | FALSE | 42000 | 0 | 0.53515 | 0 |  |  |  |  | 1041 | 104.1 | 53.5147 | 0 | 42 | 0
[31 empty] | 4 | 6252 | FALSE | 42000 | 0 | 0.53604 | 0 |  |  |  |  | 1042 | 104.2 | 53.604 | 0 | 42 | 0
[31 empty] | 4 | 6258 | FALSE | 42000 | 0 | 0.53693 | 0 |  |  |  |  | 1043 | 104.3 | 53.6933 | 0 | 42 | 0
[31 empty] | 4 | 6264 | FALSE | 42000 | 0 | 0.53783 | 0 |  |  |  |  | 1044 | 104.4 | 53.7826 | 0 | 42 | 0
[31 empty] | 4 | 6270 | FALSE | 42000 | 0 | 0.53872 | 0 |  |  |  |  | 1045 | 104.5 | 53.8719 | 0 | 42 | 0
[31 empty] | 4 | 6276 | FALSE | 42000 | 0 | 0.53961 | 0 |  |  |  |  | 1046 | 104.6 | 53.9612 | 0 | 42 | 0
[31 empty] | 4 | 6282 | FALSE | 42000 | 0 | 0.5405 | 0 |  |  |  |  | 1047 | 104.7 | 54.0505 | 0 | 42 | 0
[31 empty] | 4 | 6288 | FALSE | 42000 | 0 | 0.5414 | 0 |  |  |  |  | 1048 | 104.8 | 54.1397 | 0 | 42 | 0
[31 empty] | 4 | 6294 | FALSE | 42000 | 0 | 0.54229 | 0 |  |  |  |  | 1049 | 104.9 | 54.229 | 0 | 42 | 0
[31 empty] | 4 | 6300 | FALSE | 42000 | 0 | 0.54318 | 0 |  |  |  |  | 1050 | 105 | 54.3183 | 0 | 42 | 0
[31 empty] | 4 | 6306 | FALSE | 42000 | 0 | 0.54408 | 0 |  |  |  |  | 1051 | 105.1 | 54.4076 | 0 | 42 | 0
[31 empty] | 4 | 6312 | FALSE | 42000 | 0 | 0.54497 | 0 |  |  |  |  | 1052 | 105.2 | 54.4969 | 0 | 42 | 0
[31 empty] | 4 | 6318 | FALSE | 42000 | 0 | 0.54586 | 0 |  |  |  |  | 1053 | 105.3 | 54.5862 | 0 | 42 | 0
[31 empty] | 4 | 6324 | FALSE | 42000 | 0 | 0.54675 | 0 |  |  |  |  | 1054 | 105.4 | 54.6755 | 0 | 42 | 0
[31 empty] | 4 | 6330 | FALSE | 42000 | 0 | 0.54765 | 0 |  |  |  |  | 1055 | 105.5 | 54.7647 | 0 | 42 | 0
[31 empty] | 4 | 6336 | FALSE | 42000 | 0 | 0.54854 | 0 |  |  |  |  | 1056 | 105.6 | 54.854 | 0 | 42 | 0
[31 empty] | 4 | 6342 | FALSE | 42000 | 0 | 0.54943 | 0 |  |  |  |  | 1057 | 105.7 | 54.9433 | 0 | 42 | 0
[31 empty] | 4 | 6348 | FALSE | 42000 | 0 | 0.55033 | 0 |  |  |  |  | 1058 | 105.8 | 55.0326 | 0 | 42 | 0
[31 empty] | 4 | 6354 | FALSE | 42000 | 0 | 0.55122 | 0 |  |  |  |  | 1059 | 105.9 | 55.1219 | 0 | 42 | 0
[31 empty] | 4 | 6360 | FALSE | 42000 | 0 | 0.55211 | 0 |  |  |  |  | 1060 | 106 | 55.2112 | 0 | 42 | 0
[31 empty] | 4 | 6366 | FALSE | 42000 | 0 | 0.553 | 0 |  |  |  |  | 1061 | 106.1 | 55.3005 | 0 | 42 | 0
[31 empty] | 4 | 6372 | FALSE | 42000 | 0 | 0.5539 | 0 |  |  |  |  | 1062 | 106.2 | 55.3897 | 0 | 42 | 0
[31 empty] | 4 | 6378 | FALSE | 42000 | 0 | 0.55479 | 0 |  |  |  |  | 1063 | 106.3 | 55.479 | 0 | 42 | 0
[31 empty] | 4 | 6384 | FALSE | 42000 | 0 | 0.55568 | 0 |  |  |  |  | 1064 | 106.4 | 55.5683 | 0 | 42 | 0
[31 empty] | 4 | 6390 | FALSE | 42000 | 0 | 0.55658 | 0 |  |  |  |  | 1065 | 106.5 | 55.6576 | 0 | 42 | 0
[31 empty] | 4 | 6396 | FALSE | 42000 | 0 | 0.55747 | 0 |  |  |  |  | 1066 | 106.6 | 55.7469 | 0 | 42 | 0
[31 empty] | 4 | 6402 | FALSE | 42000 | 0 | 0.55836 | 0 |  |  |  |  | 1067 | 106.7 | 55.8362 | 0 | 42 | 0
[31 empty] | 4 | 6408 | FALSE | 42000 | 0 | 0.55925 | 0 |  |  |  |  | 1068 | 106.8 | 55.9255 | 0 | 42 | 0
[31 empty] | 4 | 6414 | FALSE | 42000 | 0 | 0.56015 | 0 |  |  |  |  | 1069 | 106.9 | 56.0147 | 0 | 42 | 0
[31 empty] | 4 | 6420 | FALSE | 42000 | 0 | 0.56104 | 0 |  |  |  |  | 1070 | 107 | 56.104 | 0 | 42 | 0
[31 empty] | 4 | 6426 | FALSE | 42000 | 0 | 0.56193 | 0 |  |  |  |  | 1071 | 107.1 | 56.1933 | 0 | 42 | 0
[31 empty] | 4 | 6432 | FALSE | 42000 | 0 | 0.56283 | 0 |  |  |  |  | 1072 | 107.2 | 56.2826 | 0 | 42 | 0
[31 empty] | 4 | 6438 | FALSE | 42000 | 0 | 0.56372 | 0 |  |  |  |  | 1073 | 107.3 | 56.3719 | 0 | 42 | 0
[31 empty] | 4 | 6444 | FALSE | 42000 | 0 | 0.56461 | 0 |  |  |  |  | 1074 | 107.4 | 56.4612 | 0 | 42 | 0
[31 empty] | 4 | 6450 | FALSE | 42000 | 0 | 0.5655 | 0 |  |  |  |  | 1075 | 107.5 | 56.5505 | 0 | 42 | 0
[31 empty] | 4 | 6456 | FALSE | 42000 | 0 | 0.5664 | 0 |  |  |  |  | 1076 | 107.6 | 56.6397 | 0 | 42 | 0
[31 empty] | 4 | 6462 | FALSE | 42000 | 0 | 0.56729 | 0 |  |  |  |  | 1077 | 107.7 | 56.729 | 0 | 42 | 0
[31 empty] | 4 | 6468 | FALSE | 42000 | 0 | 0.56818 | 0 |  |  |  |  | 1078 | 107.8 | 56.8183 | 0 | 42 | 0
[31 empty] | 4 | 6474 | FALSE | 42000 | 0 | 0.56908 | 0 |  |  |  |  | 1079 | 107.9 | 56.9076 | 0 | 42 | 0
[31 empty] | 5 | 6480 | TRUE | 42000 | 0 | 0.56997 | 0 |  |  |  |  | 1080 | 108 | 56.9969 | 0 | 42 | 0
[31 empty] | 5 | 6486 | TRUE | 42000 | 0 | 0.5452 | 0 |  |  |  |  | 1081 | 108.1 | 54.5196 | 0 | 42 | 0
[31 empty] | 5 | 6492 | TRUE | 42000 | 0 | 0.52154 | 0 |  |  |  |  | 1082 | 108.2 | 52.1538 | 0 | 42 | 0
[31 empty] | 5 | 6498 | TRUE | 42000 | 0 | 0.49895 | 0 |  |  |  |  | 1083 | 108.3 | 49.8946 | 0 | 42 | 0
[31 empty] | 5 | 6504 | TRUE | 42000 | 0 | 0.47737 | 0 |  |  |  |  | 1084 | 108.4 | 47.7371 | 0 | 42 | 0
[31 empty] | 5 | 6510 | TRUE | 42000 | 0 | 0.45677 | 0 |  |  |  |  | 1085 | 108.5 | 45.6767 | 0 | 42 | 0
[31 empty] | 5 | 6516 | TRUE | 42000 | 0 | 0.43709 | 0 |  |  |  |  | 1086 | 108.6 | 43.7092 | 0 | 42 | 0
[31 empty] | 5 | 6522 | TRUE | 42000 | 0 | 0.4183 | 0 |  |  |  |  | 1087 | 108.7 | 41.8302 | 0 | 42 | 0
[31 empty] | 5 | 6528 | TRUE | 42000 | 0 | 0.40036 | 0 |  |  |  |  | 1088 | 108.8 | 40.0359 | 0 | 42 | 0
[31 empty] | 5 | 6534 | TRUE | 42000 | 0 | 0.38322 | 0 |  |  |  |  | 1089 | 108.9 | 38.3223 | 0 | 42 | 0
[31 empty] | 5 | 6540 | TRUE | 42000 | 0 | 0.36686 | 0 |  |  |  |  | 1090 | 109 | 36.6859 | 0 | 42 | 0
[31 empty] | 5 | 6546 | TRUE | 42000 | 0 | 0.35123 | 0 |  |  |  |  | 1091 | 109.1 | 35.1232 | 0 | 42 | 0
[31 empty] | 5 | 6552 | TRUE | 42000 | 0 | 0.33631 | 0 |  |  |  |  | 1092 | 109.2 | 33.6309 | 0 | 42 | 0
[31 empty] | 5 | 6558 | TRUE | 42000 | 0 | 0.32206 | 0 |  |  |  |  | 1093 | 109.3 | 32.2058 | 0 | 42 | 0
[31 empty] | 5 | 6564 | TRUE | 42000 | 0 | 0.30845 | 0 |  |  |  |  | 1094 | 109.4 | 30.8448 | 0 | 42 | 0
[31 empty] | 5 | 6570 | TRUE | 42000 | 0 | 0.29545 | 0 |  |  |  |  | 1095 | 109.5 | 29.5451 | 0 | 42 | 0
[31 empty] | 5 | 6576 | TRUE | 42000 | 0 | 0.28304 | 0 |  |  |  |  | 1096 | 109.6 | 28.304 | 0 | 42 | 0
[31 empty] | 5 | 6582 | TRUE | 42000 | 0 | 0.27119 | 0 |  |  |  |  | 1097 | 109.7 | 27.1187 | 0 | 42 | 0
[31 empty] | 5 | 6588 | TRUE | 42000 | 0 | 0.25987 | 0 |  |  |  |  | 1098 | 109.8 | 25.9868 | 0 | 42 | 0
[31 empty] | 5 | 6594 | TRUE | 42000 | 0 | 0.24906 | 0 |  |  |  |  | 1099 | 109.9 | 24.9059 | 0 | 42 | 0
[31 empty] | 5 | 6600 | TRUE | 42000 | 0 | 0.23874 | 0 |  |  |  |  | 1100 | 110 | 23.8737 | 0 | 42 | 0
[31 empty] | 5 | 6606 | TRUE | 42000 | 0 | 0.22888 | 0 |  |  |  |  | 1101 | 110.1 | 22.8879 | 0 | 42 | 0
[31 empty] | 5 | 6612 | TRUE | 42000 | 0 | 0.21947 | 0 |  |  |  |  | 1102 | 110.2 | 21.9465 | 0 | 42 | 0
[31 empty] | 5 | 6618 | TRUE | 42000 | 0 | 0.21048 | 0 |  |  |  |  | 1103 | 110.3 | 21.0476 | 0 | 42 | 0
[31 empty] | 5 | 6624 | TRUE | 42000 | 0 | 0.20189 | 0 |  |  |  |  | 1104 | 110.4 | 20.1891 | 0 | 42 | 0
[31 empty] | 5 | 6630 | TRUE | 42000 | 0 | 0.19369 | 0 |  |  |  |  | 1105 | 110.5 | 19.3692 | 0 | 42 | 0
[31 empty] | 5 | 6636 | TRUE | 42000 | 0 | 0.18586 | 0 |  |  |  |  | 1106 | 110.6 | 18.5863 | 0 | 42 | 0
[31 empty] | 5 | 6642 | TRUE | 42000 | 0 | 0.17839 | 0 |  |  |  |  | 1107 | 110.7 | 17.8386 | 0 | 42 | 0
[31 empty] | 5 | 6648 | TRUE | 42000 | 0 | 0.17125 | 0 |  |  |  |  | 1108 | 110.8 | 17.1246 | 0 | 42 | 0
[31 empty] | 5 | 6654 | TRUE | 42000 | 0 | 0.16443 | 0 |  |  |  |  | 1109 | 110.9 | 16.4428 | 0 | 42 | 0
[31 empty] | 5 | 6660 | TRUE | 42000 | 0 | 0.15792 | 0 |  |  |  |  | 1110 | 111 | 15.7916 | 0 | 42 | 0
[31 empty] | 5 | 6666 | FALSE | 42000 | 0 | 0.15881 | 0 |  |  |  |  | 1111 | 111.1 | 15.8809 | 0 | 42 | 0
[31 empty] | 5 | 6672 | FALSE | 42000 | 0 | 0.1597 | 0 |  |  |  |  | 1112 | 111.2 | 15.9702 | 0 | 42 | 0
[31 empty] | 5 | 6678 | FALSE | 42000 | 0 | 0.1606 | 0 |  |  |  |  | 1113 | 111.3 | 16.0595 | 0 | 42 | 0
[31 empty] | 5 | 6684 | FALSE | 42000 | 0 | 0.16149 | 0 |  |  |  |  | 1114 | 111.4 | 16.1488 | 0 | 42 | 0
[31 empty] | 5 | 6690 | FALSE | 42000 | 0 | 0.16238 | 0 |  |  |  |  | 1115 | 111.5 | 16.2381 | 0 | 42 | 0
[31 empty] | 5 | 6696 | FALSE | 42000 | 0 | 0.16327 | 0 |  |  |  |  | 1116 | 111.6 | 16.3274 | 0 | 42 | 0
[31 empty] | 5 | 6702 | FALSE | 42000 | 0 | 0.16417 | 0 |  |  |  |  | 1117 | 111.7 | 16.4166 | 0 | 42 | 0
[31 empty] | 5 | 6708 | FALSE | 42000 | 0 | 0.16506 | 0 |  |  |  |  | 1118 | 111.8 | 16.5059 | 0 | 42 | 0
[31 empty] | 5 | 6714 | FALSE | 42000 | 0 | 0.16595 | 0 |  |  |  |  | 1119 | 111.9 | 16.5952 | 0 | 42 | 0
[31 empty] | 5 | 6720 | FALSE | 42000 | 0 | 0.16685 | 0 |  |  |  |  | 1120 | 112 | 16.6845 | 0 | 42 | 0
[31 empty] | 5 | 6726 | FALSE | 42000 | 0 | 0.16774 | 0 |  |  |  |  | 1121 | 112.1 | 16.7738 | 0 | 42 | 0
[31 empty] | 5 | 6732 | FALSE | 42000 | 0 | 0.16863 | 0 |  |  |  |  | 1122 | 112.2 | 16.8631 | 0 | 42 | 0
[31 empty] | 5 | 6738 | FALSE | 42000 | 0 | 0.16952 | 0 |  |  |  |  | 1123 | 112.3 | 16.9524 | 0 | 42 | 0
[31 empty] | 5 | 6744 | FALSE | 42000 | 0 | 0.17042 | 0 |  |  |  |  | 1124 | 112.4 | 17.0416 | 0 | 42 | 0
[31 empty] | 5 | 6750 | FALSE | 42000 | 0 | 0.17131 | 0 |  |  |  |  | 1125 | 112.5 | 17.1309 | 0 | 42 | 0
[31 empty] | 5 | 6756 | FALSE | 42000 | 0 | 0.1722 | 0 |  |  |  |  | 1126 | 112.6 | 17.2202 | 0 | 42 | 0
[31 empty] | 5 | 6762 | FALSE | 42000 | 0 | 0.1731 | 0 |  |  |  |  | 1127 | 112.7 | 17.3095 | 0 | 42 | 0
[31 empty] | 5 | 6768 | FALSE | 42000 | 0 | 0.17399 | 0 |  |  |  |  | 1128 | 112.8 | 17.3988 | 0 | 42 | 0
[31 empty] | 5 | 6774 | FALSE | 42000 | 0 | 0.17488 | 0 |  |  |  |  | 1129 | 112.9 | 17.4881 | 0 | 42 | 0
[31 empty] | 5 | 6780 | FALSE | 42000 | 0 | 0.17577 | 0 |  |  |  |  | 1130 | 113 | 17.5774 | 0 | 42 | 0
[31 empty] | 5 | 6786 | FALSE | 42000 | 0 | 0.17667 | 0 |  |  |  |  | 1131 | 113.1 | 17.6666 | 0 | 42 | 0
[31 empty] | 5 | 6792 | FALSE | 42000 | 0 | 0.17756 | 0 |  |  |  |  | 1132 | 113.2 | 17.7559 | 0 | 42 | 0
[31 empty] | 5 | 6798 | FALSE | 42000 | 0 | 0.17845 | 0 |  |  |  |  | 1133 | 113.3 | 17.8452 | 0 | 42 | 0
[31 empty] | 5 | 6804 | FALSE | 42000 | 0 | 0.17935 | 0 |  |  |  |  | 1134 | 113.4 | 17.9345 | 0 | 42 | 0
[31 empty] | 5 | 6810 | FALSE | 42000 | 0 | 0.18024 | 0 |  |  |  |  | 1135 | 113.5 | 18.0238 | 0 | 42 | 0
[31 empty] | 5 | 6816 | FALSE | 42000 | 0 | 0.18113 | 0 |  |  |  |  | 1136 | 113.6 | 18.1131 | 0 | 42 | 0
[31 empty] | 5 | 6822 | FALSE | 42000 | 0 | 0.18202 | 0 |  |  |  |  | 1137 | 113.7 | 18.2024 | 0 | 42 | 0
[31 empty] | 5 | 6828 | FALSE | 42000 | 0 | 0.18292 | 0 |  |  |  |  | 1138 | 113.8 | 18.2916 | 0 | 42 | 0
[31 empty] | 5 | 6834 | FALSE | 42000 | 0 | 0.18381 | 0 |  |  |  |  | 1139 | 113.9 | 18.3809 | 0 | 42 | 0
[31 empty] | 5 | 6840 | FALSE | 42000 | 0 | 0.1847 | 0 |  |  |  |  | 1140 | 114 | 18.4702 | 0 | 42 | 0
[31 empty] | 5 | 6846 | FALSE | 42000 | 0 | 0.1856 | 0 |  |  |  |  | 1141 | 114.1 | 18.5595 | 0 | 42 | 0
[31 empty] | 5 | 6852 | FALSE | 42000 | 0 | 0.18649 | 0 |  |  |  |  | 1142 | 114.2 | 18.6488 | 0 | 42 | 0
[31 empty] | 5 | 6858 | FALSE | 42000 | 0 | 0.18738 | 0 |  |  |  |  | 1143 | 114.3 | 18.7381 | 0 | 42 | 0
[31 empty] | 5 | 6864 | FALSE | 42000 | 0 | 0.18827 | 0 |  |  |  |  | 1144 | 114.4 | 18.8274 | 0 | 42 | 0
[31 empty] | 5 | 6870 | FALSE | 42000 | 0 | 0.18917 | 0 |  |  |  |  | 1145 | 114.5 | 18.9166 | 0 | 42 | 0
[31 empty] | 5 | 6876 | FALSE | 42000 | 0 | 0.19006 | 0 |  |  |  |  | 1146 | 114.6 | 19.0059 | 0 | 42 | 0
[31 empty] | 5 | 6882 | FALSE | 42000 | 0 | 0.19095 | 0 |  |  |  |  | 1147 | 114.7 | 19.0952 | 0 | 42 | 0
[31 empty] | 5 | 6888 | FALSE | 42000 | 0 | 0.19185 | 0 |  |  |  |  | 1148 | 114.8 | 19.1845 | 0 | 42 | 0
[31 empty] | 5 | 6894 | FALSE | 42000 | 0 | 0.19274 | 0 |  |  |  |  | 1149 | 114.9 | 19.2738 | 0 | 42 | 0
[31 empty] | 5 | 6900 | FALSE | 42000 | 0 | 0.19363 | 0 |  |  |  |  | 1150 | 115 | 19.3631 | 0 | 42 | 0
[31 empty] | 5 | 6906 | FALSE | 42000 | 0 | 0.19452 | 0 |  |  |  |  | 1151 | 115.1 | 19.4524 | 0 | 42 | 0
[31 empty] | 5 | 6912 | FALSE | 42000 | 0 | 0.19542 | 0 |  |  |  |  | 1152 | 115.2 | 19.5416 | 0 | 42 | 0
[31 empty] | 5 | 6918 | FALSE | 42000 | 0 | 0.19631 | 0 |  |  |  |  | 1153 | 115.3 | 19.6309 | 0 | 42 | 0
[31 empty] | 5 | 6924 | FALSE | 42000 | 0 | 0.1972 | 0 |  |  |  |  | 1154 | 115.4 | 19.7202 | 0 | 42 | 0
[31 empty] | 5 | 6930 | FALSE | 42000 | 0 | 0.1981 | 0 |  |  |  |  | 1155 | 115.5 | 19.8095 | 0 | 42 | 0
[31 empty] | 5 | 6936 | FALSE | 42000 | 0 | 0.19899 | 0 |  |  |  |  | 1156 | 115.6 | 19.8988 | 0 | 42 | 0
[31 empty] | 5 | 6942 | FALSE | 42000 | 0 | 0.19988 | 0 |  |  |  |  | 1157 | 115.7 | 19.9881 | 0 | 42 | 0
[31 empty] | 5 | 6948 | FALSE | 42000 | 0 | 0.20077 | 0 |  |  |  |  | 1158 | 115.8 | 20.0774 | 0 | 42 | 0
[31 empty] | 5 | 6954 | FALSE | 42000 | 0 | 0.20167 | 0 |  |  |  |  | 1159 | 115.9 | 20.1666 | 0 | 42 | 0
[31 empty] | 5 | 6960 | FALSE | 42000 | 0 | 0.20256 | 0 |  |  |  |  | 1160 | 116 | 20.2559 | 0 | 42 | 0
[31 empty] | 5 | 6966 | FALSE | 42000 | 0 | 0.20345 | 0 |  |  |  |  | 1161 | 116.1 | 20.3452 | 0 | 42 | 0
[31 empty] | 5 | 6972 | FALSE | 42000 | 0 | 0.20435 | 0 |  |  |  |  | 1162 | 116.2 | 20.4345 | 0 | 42 | 0
[31 empty] | 5 | 6978 | FALSE | 42000 | 0 | 0.20524 | 0 |  |  |  |  | 1163 | 116.3 | 20.5238 | 0 | 42 | 0
[31 empty] | 5 | 6984 | FALSE | 42000 | 0 | 0.20613 | 0 |  |  |  |  | 1164 | 116.4 | 20.6131 | 0 | 42 | 0
[31 empty] | 5 | 6990 | FALSE | 42000 | 0 | 0.20702 | 0 |  |  |  |  | 1165 | 116.5 | 20.7024 | 0 | 42 | 0
[31 empty] | 5 | 6996 | FALSE | 42000 | 0 | 0.20792 | 0 |  |  |  |  | 1166 | 116.6 | 20.7916 | 0 | 42 | 0
[31 empty] | 5 | 7002 | FALSE | 42000 | 0 | 0.20881 | 0 |  |  |  |  | 1167 | 116.7 | 20.8809 | 0 | 42 | 0
[31 empty] | 5 | 7008 | FALSE | 42000 | 0 | 0.2097 | 0 |  |  |  |  | 1168 | 116.8 | 20.9702 | 0 | 42 | 0
[31 empty] | 5 | 7014 | FALSE | 42000 | 0 | 0.2106 | 0 |  |  |  |  | 1169 | 116.9 | 21.0595 | 0 | 42 | 0
[31 empty] | 5 | 7020 | FALSE | 42000 | 0 | 0.21149 | 0 |  |  |  |  | 1170 | 117 | 21.1488 | 0 | 42 | 0
[31 empty] | 5 | 7026 | FALSE | 42000 | 0 | 0.21238 | 0 |  |  |  |  | 1171 | 117.1 | 21.2381 | 0 | 42 | 0
[31 empty] | 5 | 7032 | FALSE | 42000 | 0 | 0.21327 | 0 |  |  |  |  | 1172 | 117.2 | 21.3274 | 0 | 42 | 0
[31 empty] | 5 | 7038 | FALSE | 42000 | 0 | 0.21417 | 0 |  |  |  |  | 1173 | 117.3 | 21.4166 | 0 | 42 | 0
[31 empty] | 5 | 7044 | FALSE | 42000 | 0 | 0.21506 | 0 |  |  |  |  | 1174 | 117.4 | 21.5059 | 0 | 42 | 0
[31 empty] | 5 | 7050 | FALSE | 42000 | 0 | 0.21595 | 0 |  |  |  |  | 1175 | 117.5 | 21.5952 | 0 | 42 | 0
[31 empty] | 5 | 7056 | FALSE | 42000 | 0 | 0.21685 | 0 |  |  |  |  | 1176 | 117.6 | 21.6845 | 0 | 42 | 0
[31 empty] | 5 | 7062 | FALSE | 42000 | 0 | 0.21774 | 0 |  |  |  |  | 1177 | 117.7 | 21.7738 | 0 | 42 | 0
[31 empty] | 5 | 7068 | FALSE | 42000 | 0 | 0.21863 | 0 |  |  |  |  | 1178 | 117.8 | 21.8631 | 0 | 42 | 0
[31 empty] | 5 | 7074 | FALSE | 42000 | 0 | 0.21952 | 0 |  |  |  |  | 1179 | 117.9 | 21.9524 | 0 | 42 | 0
[31 empty] | 5 | 7080 | FALSE | 42000 | 0 | 0.22042 | 0 |  |  |  |  | 1180 | 118 | 22.0416 | 0 | 42 | 0
[31 empty] | 5 | 7086 | FALSE | 42000 | 0 | 0.22131 | 0 |  |  |  |  | 1181 | 118.1 | 22.1309 | 0 | 42 | 0
[31 empty] | 5 | 7092 | FALSE | 42000 | 0 | 0.2222 | 0 |  |  |  |  | 1182 | 118.2 | 22.2202 | 0 | 42 | 0
[31 empty] | 5 | 7098 | FALSE | 42000 | 0 | 0.2231 | 0 |  |  |  |  | 1183 | 118.3 | 22.3095 | 0 | 42 | 0
[31 empty] | 5 | 7104 | FALSE | 42000 | 0 | 0.22399 | 0 |  |  |  |  | 1184 | 118.4 | 22.3988 | 0 | 42 | 0
[31 empty] | 5 | 7110 | FALSE | 42000 | 0 | 0.22488 | 0 |  |  |  |  | 1185 | 118.5 | 22.4881 | 0 | 42 | 0
[31 empty] | 5 | 7116 | FALSE | 42000 | 0 | 0.22577 | 0 |  |  |  |  | 1186 | 118.6 | 22.5774 | 0 | 42 | 0
[31 empty] | 5 | 7122 | FALSE | 42000 | 0 | 0.22667 | 0 |  |  |  |  | 1187 | 118.7 | 22.6666 | 0 | 42 | 0
[31 empty] | 5 | 7128 | FALSE | 42000 | 0 | 0.22756 | 0 |  |  |  |  | 1188 | 118.8 | 22.7559 | 0 | 42 | 0
[31 empty] | 5 | 7134 | FALSE | 42000 | 0 | 0.22845 | 0 |  |  |  |  | 1189 | 118.9 | 22.8452 | 0 | 42 | 0
[31 empty] | 5 | 7140 | FALSE | 42000 | 0 | 0.22935 | 0 |  |  |  |  | 1190 | 119 | 22.9345 | 0 | 42 | 0
[31 empty] | 5 | 7146 | FALSE | 42000 | 0 | 0.23024 | 0 |  |  |  |  | 1191 | 119.1 | 23.0238 | 0 | 42 | 0
[31 empty] | 5 | 7152 | FALSE | 42000 | 0 | 0.23113 | 0 |  |  |  |  | 1192 | 119.2 | 23.1131 | 0 | 42 | 0
[31 empty] | 5 | 7158 | FALSE | 42000 | 0 | 0.23202 | 0 |  |  |  |  | 1193 | 119.3 | 23.2024 | 0 | 42 | 0
[31 empty] | 5 | 7164 | FALSE | 42000 | 0 | 0.23292 | 0 |  |  |  |  | 1194 | 119.4 | 23.2916 | 0 | 42 | 0
[31 empty] | 5 | 7170 | FALSE | 42000 | 0 | 0.23381 | 0 |  |  |  |  | 1195 | 119.5 | 23.3809 | 0 | 42 | 0
[31 empty] | 5 | 7176 | FALSE | 42000 | 0 | 0.2347 | 0 |  |  |  |  | 1196 | 119.6 | 23.4702 | 0 | 42 | 0
[31 empty] | 5 | 7182 | FALSE | 42000 | 0 | 0.2356 | 0 |  |  |  |  | 1197 | 119.7 | 23.5595 | 0 | 42 | 0
[31 empty] | 5 | 7188 | FALSE | 42000 | 0 | 0.23649 | 0 |  |  |  |  | 1198 | 119.8 | 23.6488 | 0 | 42 | 0
[31 empty] | 5 | 7194 | FALSE | 42000 | 0 | 0.23738 | 0 |  |  |  |  | 1199 | 119.9 | 23.7381 | 0 | 42 | 0
[31 empty] | 5 | 7200 | FALSE | 42000 | 0 | 0.23827 | 0 |  |  |  |  | 1200 | 120 | 23.8274 | 0 | 42 | 0
[31 empty] | 5 | 7206 | FALSE | 42000 | 0 | 0.23917 | 0 |  |  |  |  | 1201 | 120.1 | 23.9166 | 0 | 42 | 0
[31 empty] | 5 | 7212 | FALSE | 42000 | 0 | 0.24006 | 0 |  |  |  |  | 1202 | 120.2 | 24.0059 | 0 | 42 | 0
[31 empty] | 5 | 7218 | FALSE | 42000 | 0 | 0.24095 | 0 |  |  |  |  | 1203 | 120.3 | 24.0952 | 0 | 42 | 0
[31 empty] | 5 | 7224 | FALSE | 42000 | 0 | 0.24185 | 0 |  |  |  |  | 1204 | 120.4 | 24.1845 | 0 | 42 | 0
[31 empty] | 5 | 7230 | FALSE | 42000 | 0 | 0.24274 | 0 |  |  |  |  | 1205 | 120.5 | 24.2738 | 0 | 42 | 0
[31 empty] | 5 | 7236 | FALSE | 42000 | 0 | 0.24363 | 0 |  |  |  |  | 1206 | 120.6 | 24.3631 | 0 | 42 | 0
[31 empty] | 5 | 7242 | FALSE | 42000 | 0 | 0.24452 | 0 |  |  |  |  | 1207 | 120.7 | 24.4524 | 0 | 42 | 0
[31 empty] | 5 | 7248 | FALSE | 42000 | 0 | 0.24542 | 0 |  |  |  |  | 1208 | 120.8 | 24.5416 | 0 | 42 | 0
[31 empty] | 5 | 7254 | FALSE | 42000 | 0 | 0.24631 | 0 |  |  |  |  | 1209 | 120.9 | 24.6309 | 0 | 42 | 0
[31 empty] | 5 | 7260 | FALSE | 42000 | 0 | 0.2472 | 0 |  |  |  |  | 1210 | 121 | 24.7202 | 0 | 42 | 0
[31 empty] | 5 | 7266 | FALSE | 42000 | 0 | 0.2481 | 0 |  |  |  |  | 1211 | 121.1 | 24.8095 | 0 | 42 | 0
[31 empty] | 5 | 7272 | FALSE | 42000 | 0 | 0.24899 | 0 |  |  |  |  | 1212 | 121.2 | 24.8988 | 0 | 42 | 0
[31 empty] | 5 | 7278 | FALSE | 42000 | 0 | 0.24988 | 0 |  |  |  |  | 1213 | 121.3 | 24.9881 | 0 | 42 | 0
[31 empty] | 5 | 7284 | FALSE | 42000 | 0 | 0.25077 | 0 |  |  |  |  | 1214 | 121.4 | 25.0774 | 0 | 42 | 0
[31 empty] | 5 | 7290 | FALSE | 42000 | 0 | 0.25167 | 0 |  |  |  |  | 1215 | 121.5 | 25.1666 | 0 | 42 | 0
[31 empty] | 5 | 7296 | FALSE | 42000 | 0 | 0.25256 | 0 |  |  |  |  | 1216 | 121.6 | 25.2559 | 0 | 42 | 0
[31 empty] | 5 | 7302 | FALSE | 42000 | 0 | 0.25345 | 0 |  |  |  |  | 1217 | 121.7 | 25.3452 | 0 | 42 | 0
[31 empty] | 5 | 7308 | FALSE | 42000 | 0 | 0.25435 | 0 |  |  |  |  | 1218 | 121.8 | 25.4345 | 0 | 42 | 0
[31 empty] | 5 | 7314 | FALSE | 42000 | 0 | 0.25524 | 0 |  |  |  |  | 1219 | 121.9 | 25.5238 | 0 | 42 | 0
[31 empty] | 5 | 7320 | FALSE | 42000 | 0 | 0.25613 | 0 |  |  |  |  | 1220 | 122 | 25.6131 | 0 | 42 | 0
[31 empty] | 5 | 7326 | FALSE | 42000 | 0 | 0.25702 | 0 |  |  |  |  | 1221 | 122.1 | 25.7024 | 0 | 42 | 0
[31 empty] | 5 | 7332 | FALSE | 42000 | 0 | 0.25792 | 0 |  |  |  |  | 1222 | 122.2 | 25.7916 | 0 | 42 | 0
[31 empty] | 5 | 7338 | FALSE | 42000 | 0 | 0.25881 | 0 |  |  |  |  | 1223 | 122.3 | 25.8809 | 0 | 42 | 0
[31 empty] | 5 | 7344 | FALSE | 42000 | 0 | 0.2597 | 0 |  |  |  |  | 1224 | 122.4 | 25.9702 | 0 | 42 | 0
[31 empty] | 5 | 7350 | FALSE | 42000 | 0 | 0.2606 | 0 |  |  |  |  | 1225 | 122.5 | 26.0595 | 0 | 42 | 0
[31 empty] | 5 | 7356 | FALSE | 42000 | 0 | 0.26149 | 0 |  |  |  |  | 1226 | 122.6 | 26.1488 | 0 | 42 | 0
[31 empty] | 5 | 7362 | FALSE | 42000 | 0 | 0.26238 | 0 |  |  |  |  | 1227 | 122.7 | 26.2381 | 0 | 42 | 0
[31 empty] | 5 | 7368 | FALSE | 42000 | 0 | 0.26327 | 0 |  |  |  |  | 1228 | 122.8 | 26.3274 | 0 | 42 | 0
[31 empty] | 5 | 7374 | FALSE | 42000 | 0 | 0.26417 | 0 |  |  |  |  | 1229 | 122.9 | 26.4166 | 0 | 42 | 0
[31 empty] | 5 | 7380 | FALSE | 42000 | 0 | 0.26506 | 0 |  |  |  |  | 1230 | 123 | 26.5059 | 0 | 42 | 0
[31 empty] | 5 | 7386 | FALSE | 42000 | 0 | 0.26595 | 0 |  |  |  |  | 1231 | 123.1 | 26.5952 | 0 | 42 | 0
[31 empty] | 5 | 7392 | FALSE | 42000 | 0 | 0.26685 | 0 |  |  |  |  | 1232 | 123.2 | 26.6845 | 0 | 42 | 0
[31 empty] | 5 | 7398 | FALSE | 42000 | 0 | 0.26774 | 0 |  |  |  |  | 1233 | 123.3 | 26.7738 | 0 | 42 | 0
[31 empty] | 5 | 7404 | FALSE | 42000 | 0 | 0.26863 | 0 |  |  |  |  | 1234 | 123.4 | 26.8631 | 0 | 42 | 0
[31 empty] | 5 | 7410 | FALSE | 42000 | 0 | 0.26952 | 0 |  |  |  |  | 1235 | 123.5 | 26.9524 | 0 | 42 | 0
[31 empty] | 5 | 7416 | FALSE | 42000 | 0 | 0.27042 | 0 |  |  |  |  | 1236 | 123.6 | 27.0416 | 0 | 42 | 0
[31 empty] | 5 | 7422 | FALSE | 42000 | 0 | 0.27131 | 0 |  |  |  |  | 1237 | 123.7 | 27.1309 | 0 | 42 | 0
[31 empty] | 5 | 7428 | FALSE | 42000 | 0 | 0.2722 | 0 |  |  |  |  | 1238 | 123.8 | 27.2202 | 0 | 42 | 0
[31 empty] | 5 | 7434 | FALSE | 42000 | 0 | 0.2731 | 0 |  |  |  |  | 1239 | 123.9 | 27.3095 | 0 | 42 | 0
[31 empty] | 5 | 7440 | FALSE | 42000 | 0 | 0.27399 | 0 |  |  |  |  | 1240 | 124 | 27.3988 | 0 | 42 | 0
[31 empty] | 5 | 7446 | FALSE | 42000 | 0 | 0.27488 | 0 |  |  |  |  | 1241 | 124.1 | 27.4881 | 0 | 42 | 0
[31 empty] | 5 | 7452 | FALSE | 42000 | 0 | 0.27577 | 0 |  |  |  |  | 1242 | 124.2 | 27.5774 | 0 | 42 | 0
[31 empty] | 5 | 7458 | FALSE | 42000 | 0 | 0.27667 | 0 |  |  |  |  | 1243 | 124.3 | 27.6666 | 0 | 42 | 0
[31 empty] | 5 | 7464 | FALSE | 42000 | 0 | 0.27756 | 0 |  |  |  |  | 1244 | 124.4 | 27.7559 | 0 | 42 | 0
[31 empty] | 5 | 7470 | FALSE | 42000 | 0 | 0.27845 | 0 |  |  |  |  | 1245 | 124.5 | 27.8452 | 0 | 42 | 0
[31 empty] | 5 | 7476 | FALSE | 42000 | 0 | 0.27935 | 0 |  |  |  |  | 1246 | 124.6 | 27.9345 | 0 | 42 | 0
[31 empty] | 5 | 7482 | FALSE | 42000 | 0 | 0.28024 | 0 |  |  |  |  | 1247 | 124.7 | 28.0238 | 0 | 42 | 0
[31 empty] | 5 | 7488 | FALSE | 42000 | 0 | 0.28113 | 0 |  |  |  |  | 1248 | 124.8 | 28.1131 | 0 | 42 | 0
[31 empty] | 5 | 7494 | FALSE | 42000 | 0 | 0.28202 | 0 |  |  |  |  | 1249 | 124.9 | 28.2024 | 0 | 42 | 0
[31 empty] | 5 | 7500 | FALSE | 42000 | 0 | 0.28292 | 0 |  |  |  |  | 1250 | 125 | 28.2916 | 0 | 42 | 0
[31 empty] | 5 | 7506 | FALSE | 42000 | 0 | 0.28381 | 0 |  |  |  |  | 1251 | 125.1 | 28.3809 | 0 | 42 | 0
[31 empty] | 5 | 7512 | FALSE | 42000 | 0 | 0.2847 | 0 |  |  |  |  | 1252 | 125.2 | 28.4702 | 0 | 42 | 0
[31 empty] | 5 | 7518 | FALSE | 42000 | 0 | 0.2856 | 0 |  |  |  |  | 1253 | 125.3 | 28.5595 | 0 | 42 | 0
[31 empty] | 5 | 7524 | FALSE | 42000 | 0 | 0.28649 | 0 |  |  |  |  | 1254 | 125.4 | 28.6488 | 0 | 42 | 0
[31 empty] | 5 | 7530 | FALSE | 42000 | 0 | 0.28738 | 0 |  |  |  |  | 1255 | 125.5 | 28.7381 | 0 | 42 | 0
[31 empty] | 5 | 7536 | FALSE | 42000 | 0 | 0.28827 | 0 |  |  |  |  | 1256 | 125.6 | 28.8274 | 0 | 42 | 0
[31 empty] | 5 | 7542 | FALSE | 42000 | 0 | 0.28917 | 0 |  |  |  |  | 1257 | 125.7 | 28.9166 | 0 | 42 | 0
[31 empty] | 5 | 7548 | FALSE | 42000 | 0 | 0.29006 | 0 |  |  |  |  | 1258 | 125.8 | 29.0059 | 0 | 42 | 0
[31 empty] | 5 | 7554 | FALSE | 42000 | 0 | 0.29095 | 0 |  |  |  |  | 1259 | 125.9 | 29.0952 | 0 | 42 | 0
[31 empty] | 5 | 7560 | FALSE | 42000 | 0 | 0.29185 | 0 |  |  |  |  | 1260 | 126 | 29.1845 | 0 | 42 | 0
[31 empty] | 5 | 7566 | FALSE | 42000 | 0 | 0.29274 | 0 |  |  |  |  | 1261 | 126.1 | 29.2738 | 0 | 42 | 0
[31 empty] | 5 | 7572 | FALSE | 42000 | 0 | 0.29363 | 0 |  |  |  |  | 1262 | 126.2 | 29.3631 | 0 | 42 | 0
[31 empty] | 5 | 7578 | FALSE | 42000 | 0 | 0.29452 | 0 |  |  |  |  | 1263 | 126.3 | 29.4524 | 0 | 42 | 0
[31 empty] | 5 | 7584 | FALSE | 42000 | 0 | 0.29542 | 0 |  |  |  |  | 1264 | 126.4 | 29.5416 | 0 | 42 | 0
[31 empty] | 5 | 7590 | FALSE | 42000 | 0 | 0.29631 | 0 |  |  |  |  | 1265 | 126.5 | 29.6309 | 0 | 42 | 0
[31 empty] | 5 | 7596 | FALSE | 42000 | 0 | 0.2972 | 0 |  |  |  |  | 1266 | 126.6 | 29.7202 | 0 | 42 | 0
[31 empty] | 5 | 7602 | FALSE | 42000 | 0 | 0.2981 | 0 |  |  |  |  | 1267 | 126.7 | 29.8095 | 0 | 42 | 0
[31 empty] | 5 | 7608 | FALSE | 42000 | 0 | 0.29899 | 0 |  |  |  |  | 1268 | 126.8 | 29.8988 | 0 | 42 | 0
[31 empty] | 5 | 7614 | FALSE | 42000 | 0 | 0.29988 | 0 |  |  |  |  | 1269 | 126.9 | 29.9881 | 0 | 42 | 0
[31 empty] | 5 | 7620 | FALSE | 42000 | 0 | 0.30077 | 0 |  |  |  |  | 1270 | 127 | 30.0774 | 0 | 42 | 0
[31 empty] | 5 | 7626 | FALSE | 42000 | 0 | 0.30167 | 0 |  |  |  |  | 1271 | 127.1 | 30.1666 | 0 | 42 | 0
[31 empty] | 5 | 7632 | FALSE | 42000 | 0 | 0.30256 | 0 |  |  |  |  | 1272 | 127.2 | 30.2559 | 0 | 42 | 0
[31 empty] | 5 | 7638 | FALSE | 42000 | 0 | 0.30345 | 0 |  |  |  |  | 1273 | 127.3 | 30.3452 | 0 | 42 | 0
[31 empty] | 5 | 7644 | FALSE | 42000 | 0 | 0.30435 | 0 |  |  |  |  | 1274 | 127.4 | 30.4345 | 0 | 42 | 0
[31 empty] | 5 | 7650 | FALSE | 42000 | 0 | 0.30524 | 0 |  |  |  |  | 1275 | 127.5 | 30.5238 | 0 | 42 | 0
[31 empty] | 5 | 7656 | FALSE | 42000 | 0 | 0.30613 | 0 |  |  |  |  | 1276 | 127.6 | 30.6131 | 0 | 42 | 0
[31 empty] | 5 | 7662 | FALSE | 42000 | 0 | 0.30702 | 0 |  |  |  |  | 1277 | 127.7 | 30.7024 | 0 | 42 | 0
[31 empty] | 5 | 7668 | FALSE | 42000 | 0 | 0.30792 | 0 |  |  |  |  | 1278 | 127.8 | 30.7916 | 0 | 42 | 0
[31 empty] | 5 | 7674 | FALSE | 42000 | 0 | 0.30881 | 0 |  |  |  |  | 1279 | 127.9 | 30.8809 | 0 | 42 | 0
[31 empty] | 5 | 7680 | FALSE | 42000 | 0 | 0.3097 | 0 |  |  |  |  | 1280 | 128 | 30.9702 | 0 | 42 | 0
[31 empty] | 5 | 7686 | FALSE | 42000 | 0 | 0.3106 | 0 |  |  |  |  | 1281 | 128.1 | 31.0595 | 0 | 42 | 0
[31 empty] | 5 | 7692 | FALSE | 42000 | 0 | 0.31149 | 0 |  |  |  |  | 1282 | 128.2 | 31.1488 | 0 | 42 | 0
[31 empty] | 5 | 7698 | FALSE | 42000 | 0 | 0.31238 | 0 |  |  |  |  | 1283 | 128.3 | 31.2381 | 0 | 42 | 0
[31 empty] | 5 | 7704 | FALSE | 42000 | 0 | 0.31327 | 0 |  |  |  |  | 1284 | 128.4 | 31.3274 | 0 | 42 | 0
[31 empty] | 5 | 7710 | FALSE | 42000 | 0 | 0.31417 | 0 |  |  |  |  | 1285 | 128.5 | 31.4166 | 0 | 42 | 0
[31 empty] | 5 | 7716 | FALSE | 42000 | 0 | 0.31506 | 0 |  |  |  |  | 1286 | 128.6 | 31.5059 | 0 | 42 | 0
[31 empty] | 5 | 7722 | FALSE | 42000 | 0 | 0.31595 | 0 |  |  |  |  | 1287 | 128.7 | 31.5952 | 0 | 42 | 0
[31 empty] | 5 | 7728 | FALSE | 42000 | 0 | 0.31685 | 0 |  |  |  |  | 1288 | 128.8 | 31.6845 | 0 | 42 | 0
[31 empty] | 5 | 7734 | FALSE | 42000 | 0 | 0.31774 | 0 |  |  |  |  | 1289 | 128.9 | 31.7738 | 0 | 42 | 0
[31 empty] | 5 | 7740 | FALSE | 42000 | 0 | 0.31863 | 0 |  |  |  |  | 1290 | 129 | 31.8631 | 0 | 42 | 0
[31 empty] | 5 | 7746 | FALSE | 42000 | 0 | 0.31952 | 0 |  |  |  |  | 1291 | 129.1 | 31.9524 | 0 | 42 | 0
[31 empty] | 5 | 7752 | FALSE | 42000 | 0 | 0.32042 | 0 |  |  |  |  | 1292 | 129.2 | 32.0416 | 0 | 42 | 0
[31 empty] | 5 | 7758 | FALSE | 42000 | 0 | 0.32131 | 0 |  |  |  |  | 1293 | 129.3 | 32.1309 | 0 | 42 | 0
[31 empty] | 5 | 7764 | FALSE | 42000 | 0 | 0.3222 | 0 |  |  |  |  | 1294 | 129.4 | 32.2202 | 0 | 42 | 0
[31 empty] | 5 | 7770 | FALSE | 42000 | 0 | 0.3231 | 0 |  |  |  |  | 1295 | 129.5 | 32.3095 | 0 | 42 | 0
[31 empty] | 5 | 7776 | FALSE | 42000 | 0 | 0.32399 | 0 |  |  |  |  | 1296 | 129.6 | 32.3988 | 0 | 42 | 0
[31 empty] | 5 | 7782 | FALSE | 42000 | 0 | 0.32488 | 0 |  |  |  |  | 1297 | 129.7 | 32.4881 | 0 | 42 | 0
[31 empty] | 5 | 7788 | FALSE | 42000 | 0 | 0.32577 | 0 |  |  |  |  | 1298 | 129.8 | 32.5774 | 0 | 42 | 0
[31 empty] | 5 | 7794 | FALSE | 42000 | 0 | 0.32667 | 0 |  |  |  |  | 1299 | 129.9 | 32.6666 | 0 | 42 | 0
[31 empty] | 5 | 7800 | FALSE | 42000 | 0 | 0.32756 | 0 |  |  |  |  | 1300 | 130 | 32.7559 | 0 | 42 | 0
[31 empty] | 5 | 7806 | FALSE | 42000 | 0 | 0.32845 | 0 |  |  |  |  | 1301 | 130.1 | 32.8452 | 0 | 42 | 0
[31 empty] | 5 | 7812 | FALSE | 42000 | 0 | 0.32935 | 0 |  |  |  |  | 1302 | 130.2 | 32.9345 | 0 | 42 | 0
[31 empty] | 5 | 7818 | FALSE | 42000 | 0 | 0.33024 | 0 |  |  |  |  | 1303 | 130.3 | 33.0238 | 0 | 42 | 0
[31 empty] | 5 | 7824 | FALSE | 42000 | 0 | 0.33113 | 0 |  |  |  |  | 1304 | 130.4 | 33.1131 | 0 | 42 | 0
[31 empty] | 5 | 7830 | FALSE | 42000 | 0 | 0.33202 | 0 |  |  |  |  | 1305 | 130.5 | 33.2024 | 0 | 42 | 0
[31 empty] | 5 | 7836 | FALSE | 42000 | 0 | 0.33292 | 0 |  |  |  |  | 1306 | 130.6 | 33.2916 | 0 | 42 | 0
[31 empty] | 5 | 7842 | FALSE | 42000 | 0 | 0.33381 | 0 |  |  |  |  | 1307 | 130.7 | 33.3809 | 0 | 42 | 0
[31 empty] | 5 | 7848 | FALSE | 42000 | 0 | 0.3347 | 0 |  |  |  |  | 1308 | 130.8 | 33.4702 | 0 | 42 | 0
[31 empty] | 5 | 7854 | FALSE | 42000 | 0 | 0.3356 | 0 |  |  |  |  | 1309 | 130.9 | 33.5595 | 0 | 42 | 0
[31 empty] | 5 | 7860 | FALSE | 42000 | 0 | 0.33649 | 0 |  |  |  |  | 1310 | 131 | 33.6488 | 0 | 42 | 0
[31 empty] | 5 | 7866 | FALSE | 42000 | 0 | 0.33738 | 0 |  |  |  |  | 1311 | 131.1 | 33.7381 | 0 | 42 | 0
[31 empty] | 5 | 7872 | FALSE | 42000 | 0 | 0.33827 | 0 |  |  |  |  | 1312 | 131.2 | 33.8274 | 0 | 42 | 0
[31 empty] | 5 | 7878 | FALSE | 42000 | 0 | 0.33917 | 0 |  |  |  |  | 1313 | 131.3 | 33.9166 | 0 | 42 | 0
[31 empty] | 5 | 7884 | FALSE | 42000 | 0 | 0.34006 | 0 |  |  |  |  | 1314 | 131.4 | 34.0059 | 0 | 42 | 0
[31 empty] | 5 | 7890 | FALSE | 42000 | 0 | 0.34095 | 0 |  |  |  |  | 1315 | 131.5 | 34.0952 | 0 | 42 | 0
[31 empty] | 5 | 7896 | FALSE | 42000 | 0 | 0.34185 | 0 |  |  |  |  | 1316 | 131.6 | 34.1845 | 0 | 42 | 0
[31 empty] | 5 | 7902 | FALSE | 42000 | 0 | 0.34274 | 0 |  |  |  |  | 1317 | 131.7 | 34.2738 | 0 | 42 | 0
[31 empty] | 5 | 7908 | FALSE | 42000 | 0 | 0.34363 | 0 |  |  |  |  | 1318 | 131.8 | 34.3631 | 0 | 42 | 0
[31 empty] | 5 | 7914 | FALSE | 42000 | 0 | 0.34452 | 0 |  |  |  |  | 1319 | 131.9 | 34.4524 | 0 | 42 | 0
[31 empty] | 6 | 7920 | FALSE | 42000 | 0 | 0.34542 | 0 |  |  |  |  | 1320 | 132 | 34.5416 | 0 | 42 | 0
[31 empty] | 6 | 7926 | FALSE | 42000 | 0 | 0.34631 | 0 |  |  |  |  | 1321 | 132.1 | 34.6309 | 0 | 42 | 0
[31 empty] | 6 | 7932 | FALSE | 42000 | 0 | 0.3472 | 0 |  |  |  |  | 1322 | 132.2 | 34.7202 | 0 | 42 | 0
[31 empty] | 6 | 7938 | FALSE | 42000 | 0 | 0.3481 | 0 |  |  |  |  | 1323 | 132.3 | 34.8095 | 0 | 42 | 0
[31 empty] | 6 | 7944 | FALSE | 42000 | 0 | 0.34899 | 0 |  |  |  |  | 1324 | 132.4 | 34.8988 | 0 | 42 | 0
[31 empty] | 6 | 7950 | FALSE | 42000 | 0 | 0.34988 | 0 |  |  |  |  | 1325 | 132.5 | 34.9881 | 0 | 42 | 0
[31 empty] | 6 | 7956 | FALSE | 42000 | 0 | 0.35077 | 0 |  |  |  |  | 1326 | 132.6 | 35.0774 | 0 | 42 | 0
[31 empty] | 6 | 7962 | FALSE | 42000 | 0 | 0.35167 | 0 |  |  |  |  | 1327 | 132.7 | 35.1666 | 0 | 42 | 0
[31 empty] | 6 | 7968 | FALSE | 42000 | 0 | 0.35256 | 0 |  |  |  |  | 1328 | 132.8 | 35.2559 | 0 | 42 | 0
[31 empty] | 6 | 7974 | FALSE | 42000 | 0 | 0.35345 | 0 |  |  |  |  | 1329 | 132.9 | 35.3452 | 0 | 42 | 0
[31 empty] | 6 | 7980 | FALSE | 42000 | 0 | 0.35435 | 0 |  |  |  |  | 1330 | 133 | 35.4345 | 0 | 42 | 0
[31 empty] | 6 | 7986 | FALSE | 42000 | 0 | 0.35524 | 0 |  |  |  |  | 1331 | 133.1 | 35.5238 | 0 | 42 | 0
[31 empty] | 6 | 7992 | FALSE | 42000 | 0 | 0.35613 | 0 |  |  |  |  | 1332 | 133.2 | 35.6131 | 0 | 42 | 0
[31 empty] | 6 | 7998 | FALSE | 42000 | 0 | 0.35702 | 0 |  |  |  |  | 1333 | 133.3 | 35.7024 | 0 | 42 | 0
[31 empty] | 6 | 8004 | FALSE | 42000 | 0 | 0.35792 | 0 |  |  |  |  | 1334 | 133.4 | 35.7916 | 0 | 42 | 0
[31 empty] | 6 | 8010 | FALSE | 42000 | 0 | 0.35881 | 0 |  |  |  |  | 1335 | 133.5 | 35.8809 | 0 | 42 | 0
[31 empty] | 6 | 8016 | FALSE | 42000 | 0 | 0.3597 | 0 |  |  |  |  | 1336 | 133.6 | 35.9702 | 0 | 42 | 0
[31 empty] | 6 | 8022 | FALSE | 42000 | 0 | 0.3606 | 0 |  |  |  |  | 1337 | 133.7 | 36.0595 | 0 | 42 | 0
[31 empty] | 6 | 8028 | FALSE | 42000 | 0 | 0.36149 | 0 |  |  |  |  | 1338 | 133.8 | 36.1488 | 0 | 42 | 0
[31 empty] | 6 | 8034 | FALSE | 42000 | 0 | 0.36238 | 0 |  |  |  |  | 1339 | 133.9 | 36.2381 | 0 | 42 | 0
[31 empty] | 6 | 8040 | FALSE | 42000 | 0 | 0.36327 | 0 |  |  |  |  | 1340 | 134 | 36.3274 | 0 | 42 | 0
[31 empty] | 6 | 8046 | FALSE | 42000 | 0 | 0.36417 | 0 |  |  |  |  | 1341 | 134.1 | 36.4166 | 0 | 42 | 0
[31 empty] | 6 | 8052 | FALSE | 42000 | 0 | 0.36506 | 0 |  |  |  |  | 1342 | 134.2 | 36.5059 | 0 | 42 | 0
[31 empty] | 6 | 8058 | FALSE | 42000 | 0 | 0.36595 | 0 |  |  |  |  | 1343 | 134.3 | 36.5952 | 0 | 42 | 0
[31 empty] | 6 | 8064 | FALSE | 42000 | 0 | 0.36685 | 0 |  |  |  |  | 1344 | 134.4 | 36.6845 | 0 | 42 | 0
[31 empty] | 6 | 8070 | FALSE | 42000 | 0 | 0.36774 | 0 |  |  |  |  | 1345 | 134.5 | 36.7738 | 0 | 42 | 0
[31 empty] | 6 | 8076 | FALSE | 42000 | 0 | 0.36863 | 0 |  |  |  |  | 1346 | 134.6 | 36.8631 | 0 | 42 | 0
[31 empty] | 6 | 8082 | FALSE | 42000 | 0 | 0.36952 | 0 |  |  |  |  | 1347 | 134.7 | 36.9524 | 0 | 42 | 0
[31 empty] | 6 | 8088 | FALSE | 42000 | 0 | 0.37042 | 0 |  |  |  |  | 1348 | 134.8 | 37.0416 | 0 | 42 | 0
[31 empty] | 6 | 8094 | FALSE | 42000 | 0 | 0.37131 | 0 |  |  |  |  | 1349 | 134.9 | 37.1309 | 0 | 42 | 0
[31 empty] | 6 | 8100 | FALSE | 42000 | 0 | 0.3722 | 0 |  |  |  |  | 1350 | 135 | 37.2202 | 0 | 42 | 0
[31 empty] | 6 | 8106 | FALSE | 42000 | 0 | 0.3731 | 0 |  |  |  |  | 1351 | 135.1 | 37.3095 | 0 | 42 | 0
[31 empty] | 6 | 8112 | FALSE | 42000 | 0 | 0.37399 | 0 |  |  |  |  | 1352 | 135.2 | 37.3988 | 0 | 42 | 0
[31 empty] | 6 | 8118 | FALSE | 42000 | 0 | 0.37488 | 0 |  |  |  |  | 1353 | 135.3 | 37.4881 | 0 | 42 | 0
[31 empty] | 6 | 8124 | FALSE | 42000 | 0 | 0.37577 | 0 |  |  |  |  | 1354 | 135.4 | 37.5774 | 0 | 42 | 0
[31 empty] | 6 | 8130 | FALSE | 42000 | 0 | 0.37667 | 0 |  |  |  |  | 1355 | 135.5 | 37.6666 | 0 | 42 | 0
[31 empty] | 6 | 8136 | FALSE | 42000 | 0 | 0.37756 | 0 |  |  |  |  | 1356 | 135.6 | 37.7559 | 0 | 42 | 0
[31 empty] | 6 | 8142 | FALSE | 42000 | 0 | 0.37845 | 0 |  |  |  |  | 1357 | 135.7 | 37.8452 | 0 | 42 | 0
[31 empty] | 6 | 8148 | FALSE | 42000 | 0 | 0.37935 | 0 |  |  |  |  | 1358 | 135.8 | 37.9345 | 0 | 42 | 0
[31 empty] | 6 | 8154 | FALSE | 42000 | 0 | 0.38024 | 0 |  |  |  |  | 1359 | 135.9 | 38.0238 | 0 | 42 | 0
[31 empty] | 6 | 8160 | FALSE | 42000 | 0 | 0.38113 | 0 |  |  |  |  | 1360 | 136 | 38.1131 | 0 | 42 | 0
[31 empty] | 6 | 8166 | FALSE | 42000 | 0 | 0.38202 | 0 |  |  |  |  | 1361 | 136.1 | 38.2024 | 0 | 42 | 0
[31 empty] | 6 | 8172 | FALSE | 42000 | 0 | 0.38292 | 0 |  |  |  |  | 1362 | 136.2 | 38.2916 | 0 | 42 | 0
[31 empty] | 6 | 8178 | FALSE | 42000 | 0 | 0.38381 | 0 |  |  |  |  | 1363 | 136.3 | 38.3809 | 0 | 42 | 0
[31 empty] | 6 | 8184 | FALSE | 42000 | 0 | 0.3847 | 0 |  |  |  |  | 1364 | 136.4 | 38.4702 | 0 | 42 | 0
[31 empty] | 6 | 8190 | FALSE | 42000 | 0 | 0.3856 | 0 |  |  |  |  | 1365 | 136.5 | 38.5595 | 0 | 42 | 0
[31 empty] | 6 | 8196 | FALSE | 42000 | 0 | 0.38649 | 0 |  |  |  |  | 1366 | 136.6 | 38.6488 | 0 | 42 | 0
[31 empty] | 6 | 8202 | FALSE | 42000 | 0 | 0.38738 | 0 |  |  |  |  | 1367 | 136.7 | 38.7381 | 0 | 42 | 0
[31 empty] | 6 | 8208 | FALSE | 42000 | 0 | 0.38827 | 0 |  |  |  |  | 1368 | 136.8 | 38.8274 | 0 | 42 | 0
[31 empty] | 6 | 8214 | FALSE | 42000 | 0 | 0.38917 | 0 |  |  |  |  | 1369 | 136.9 | 38.9166 | 0 | 42 | 0
[31 empty] | 6 | 8220 | FALSE | 42000 | 0 | 0.39006 | 0 |  |  |  |  | 1370 | 137 | 39.0059 | 0 | 42 | 0
[31 empty] | 6 | 8226 | FALSE | 42000 | 0 | 0.39095 | 0 |  |  |  |  | 1371 | 137.1 | 39.0952 | 0 | 42 | 0
[31 empty] | 6 | 8232 | FALSE | 42000 | 0 | 0.39185 | 0 |  |  |  |  | 1372 | 137.2 | 39.1845 | 0 | 42 | 0
[31 empty] | 6 | 8238 | FALSE | 42000 | 0 | 0.39274 | 0 |  |  |  |  | 1373 | 137.3 | 39.2738 | 0 | 42 | 0
[31 empty] | 6 | 8244 | FALSE | 42000 | 0 | 0.39363 | 0 |  |  |  |  | 1374 | 137.4 | 39.3631 | 0 | 42 | 0
[31 empty] | 6 | 8250 | FALSE | 42000 | 0 | 0.39452 | 0 |  |  |  |  | 1375 | 137.5 | 39.4524 | 0 | 42 | 0
[31 empty] | 6 | 8256 | FALSE | 42000 | 0 | 0.39542 | 0 |  |  |  |  | 1376 | 137.6 | 39.5416 | 0 | 42 | 0
[31 empty] | 6 | 8262 | FALSE | 42000 | 0 | 0.39631 | 0 |  |  |  |  | 1377 | 137.7 | 39.6309 | 0 | 42 | 0
[31 empty] | 6 | 8268 | FALSE | 42000 | 0 | 0.3972 | 0 |  |  |  |  | 1378 | 137.8 | 39.7202 | 0 | 42 | 0
[31 empty] | 6 | 8274 | FALSE | 42000 | 0 | 0.3981 | 0 |  |  |  |  | 1379 | 137.9 | 39.8095 | 0 | 42 | 0
[31 empty] | 6 | 8280 | FALSE | 42000 | 0 | 0.39899 | 0 |  |  |  |  | 1380 | 138 | 39.8988 | 0 | 42 | 0
[31 empty] | 6 | 8286 | FALSE | 42000 | 0 | 0.39988 | 0 |  |  |  |  | 1381 | 138.1 | 39.9881 | 0 | 42 | 0
[31 empty] | 6 | 8292 | FALSE | 42000 | 0 | 0.40077 | 0 |  |  |  |  | 1382 | 138.2 | 40.0774 | 0 | 42 | 0
[31 empty] | 6 | 8298 | FALSE | 42000 | 0 | 0.40167 | 0 |  |  |  |  | 1383 | 138.3 | 40.1666 | 0 | 42 | 0
[31 empty] | 6 | 8304 | FALSE | 42000 | 0 | 0.40256 | 0 |  |  |  |  | 1384 | 138.4 | 40.2559 | 0 | 42 | 0
[31 empty] | 6 | 8310 | FALSE | 42000 | 0 | 0.40345 | 0 |  |  |  |  | 1385 | 138.5 | 40.3452 | 0 | 42 | 0
[31 empty] | 6 | 8316 | FALSE | 42000 | 0 | 0.40435 | 0 |  |  |  |  | 1386 | 138.6 | 40.4345 | 0 | 42 | 0
[31 empty] | 6 | 8322 | FALSE | 42000 | 0 | 0.40524 | 0 |  |  |  |  | 1387 | 138.7 | 40.5238 | 0 | 42 | 0
[31 empty] | 6 | 8328 | FALSE | 42000 | 0 | 0.40613 | 0 |  |  |  |  | 1388 | 138.8 | 40.6131 | 0 | 42 | 0
[31 empty] | 6 | 8334 | FALSE | 42000 | 0 | 0.40702 | 0 |  |  |  |  | 1389 | 138.9 | 40.7024 | 0 | 42 | 0
[31 empty] | 6 | 8340 | FALSE | 42000 | 0 | 0.40792 | 0 |  |  |  |  | 1390 | 139 | 40.7916 | 0 | 42 | 0
[31 empty] | 6 | 8346 | FALSE | 42000 | 0 | 0.40881 | 0 |  |  |  |  | 1391 | 139.1 | 40.8809 | 0 | 42 | 0
[31 empty] | 6 | 8352 | FALSE | 42000 | 0 | 0.4097 | 0 |  |  |  |  | 1392 | 139.2 | 40.9702 | 0 | 42 | 0
[31 empty] | 6 | 8358 | FALSE | 42000 | 0 | 0.4106 | 0 |  |  |  |  | 1393 | 139.3 | 41.0595 | 0 | 42 | 0
[31 empty] | 6 | 8364 | FALSE | 42000 | 0 | 0.41149 | 0 |  |  |  |  | 1394 | 139.4 | 41.1488 | 0 | 42 | 0
[31 empty] | 6 | 8370 | FALSE | 42000 | 0 | 0.41238 | 0 |  |  |  |  | 1395 | 139.5 | 41.2381 | 0 | 42 | 0
[31 empty] | 6 | 8376 | FALSE | 42000 | 0 | 0.41327 | 0 |  |  |  |  | 1396 | 139.6 | 41.3274 | 0 | 42 | 0
[31 empty] | 6 | 8382 | FALSE | 42000 | 0 | 0.41417 | 0 |  |  |  |  | 1397 | 139.7 | 41.4166 | 0 | 42 | 0
[31 empty] | 6 | 8388 | FALSE | 42000 | 0 | 0.41506 | 0 |  |  |  |  | 1398 | 139.8 | 41.5059 | 0 | 42 | 0
[31 empty] | 6 | 8394 | FALSE | 42000 | 0 | 0.41595 | 0 |  |  |  |  | 1399 | 139.9 | 41.5952 | 0 | 42 | 0
[31 empty] | 6 | 8400 | FALSE | 42000 | 0 | 0.41685 | 0 |  |  |  |  | 1400 | 140 | 41.6845 | 0 | 42 | 0
[31 empty] | 6 | 8406 | FALSE | 42000 | 0 | 0.41774 | 0 |  |  |  |  | 1401 | 140.1 | 41.7738 | 0 | 42 | 0
[31 empty] | 6 | 8412 | FALSE | 42000 | 0 | 0.41863 | 0 |  |  |  |  | 1402 | 140.2 | 41.8631 | 0 | 42 | 0
[31 empty] | 6 | 8418 | FALSE | 42000 | 0 | 0.41952 | 0 |  |  |  |  | 1403 | 140.3 | 41.9524 | 0 | 42 | 0
[31 empty] | 6 | 8424 | FALSE | 42000 | 0 | 0.42042 | 0 |  |  |  |  | 1404 | 140.4 | 42.0416 | 0 | 42 | 0
[31 empty] | 6 | 8430 | FALSE | 42000 | 0 | 0.42131 | 0 |  |  |  |  | 1405 | 140.5 | 42.1309 | 0 | 42 | 0
[31 empty] | 6 | 8436 | FALSE | 42000 | 0 | 0.4222 | 0 |  |  |  |  | 1406 | 140.6 | 42.2202 | 0 | 42 | 0
[31 empty] | 6 | 8442 | FALSE | 42000 | 0 | 0.4231 | 0 |  |  |  |  | 1407 | 140.7 | 42.3095 | 0 | 42 | 0
[31 empty] | 6 | 8448 | FALSE | 42000 | 0 | 0.42399 | 0 |  |  |  |  | 1408 | 140.8 | 42.3988 | 0 | 42 | 0
[31 empty] | 6 | 8454 | FALSE | 42000 | 0 | 0.42488 | 0 |  |  |  |  | 1409 | 140.9 | 42.4881 | 0 | 42 | 0
[31 empty] | 6 | 8460 | FALSE | 42000 | 0 | 0.42577 | 0 |  |  |  |  | 1410 | 141 | 42.5774 | 0 | 42 | 0
[31 empty] | 6 | 8466 | FALSE | 42000 | 0 | 0.42667 | 0 |  |  |  |  | 1411 | 141.1 | 42.6666 | 0 | 42 | 0
[31 empty] | 6 | 8472 | FALSE | 42000 | 0 | 0.42756 | 0 |  |  |  |  | 1412 | 141.2 | 42.7559 | 0 | 42 | 0
[31 empty] | 6 | 8478 | FALSE | 42000 | 0 | 0.42845 | 0 |  |  |  |  | 1413 | 141.3 | 42.8452 | 0 | 42 | 0
[31 empty] | 6 | 8484 | FALSE | 42000 | 0 | 0.42935 | 0 |  |  |  |  | 1414 | 141.4 | 42.9345 | 0 | 42 | 0
[31 empty] | 6 | 8490 | FALSE | 42000 | 0 | 0.43024 | 0 |  |  |  |  | 1415 | 141.5 | 43.0238 | 0 | 42 | 0
[31 empty] | 6 | 8496 | FALSE | 42000 | 0 | 0.43113 | 0 |  |  |  |  | 1416 | 141.6 | 43.1131 | 0 | 42 | 0
[31 empty] | 6 | 8502 | FALSE | 42000 | 0 | 0.43202 | 0 |  |  |  |  | 1417 | 141.7 | 43.2024 | 0 | 42 | 0
[31 empty] | 6 | 8508 | FALSE | 42000 | 0 | 0.43292 | 0 |  |  |  |  | 1418 | 141.8 | 43.2916 | 0 | 42 | 0
[31 empty] | 6 | 8514 | FALSE | 42000 | 0 | 0.43381 | 0 |  |  |  |  | 1419 | 141.9 | 43.3809 | 0 | 42 | 0
[31 empty] | 6 | 8520 | FALSE | 42000 | 0 | 0.4347 | 0 |  |  |  |  | 1420 | 142 | 43.4702 | 0 | 42 | 0
[31 empty] | 6 | 8526 | FALSE | 42000 | 0 | 0.4356 | 0 |  |  |  |  | 1421 | 142.1 | 43.5595 | 0 | 42 | 0
[31 empty] | 6 | 8532 | FALSE | 42000 | 0 | 0.43649 | 0 |  |  |  |  | 1422 | 142.2 | 43.6488 | 0 | 42 | 0
[31 empty] | 6 | 8538 | FALSE | 42000 | 0 | 0.43738 | 0 |  |  |  |  | 1423 | 142.3 | 43.7381 | 0 | 42 | 0
[31 empty] | 6 | 8544 | FALSE | 42000 | 0 | 0.43827 | 0 |  |  |  |  | 1424 | 142.4 | 43.8274 | 0 | 42 | 0
[31 empty] | 6 | 8550 | FALSE | 42000 | 0 | 0.43917 | 0 |  |  |  |  | 1425 | 142.5 | 43.9166 | 0 | 42 | 0
[31 empty] | 6 | 8556 | FALSE | 42000 | 0 | 0.44006 | 0 |  |  |  |  | 1426 | 142.6 | 44.0059 | 0 | 42 | 0
[31 empty] | 6 | 8562 | FALSE | 42000 | 0 | 0.44095 | 0 |  |  |  |  | 1427 | 142.7 | 44.0952 | 0 | 42 | 0
[31 empty] | 6 | 8568 | FALSE | 42000 | 0 | 0.44185 | 0 |  |  |  |  | 1428 | 142.8 | 44.1845 | 0 | 42 | 0
[31 empty] | 6 | 8574 | FALSE | 42000 | 0 | 0.44274 | 0 |  |  |  |  | 1429 | 142.9 | 44.2738 | 0 | 42 | 0
[31 empty] | 6 | 8580 | FALSE | 42000 | 0 | 0.44363 | 0 |  |  |  |  | 1430 | 143 | 44.3631 | 0 | 42 | 0
[31 empty] | 6 | 8586 | FALSE | 42000 | 0 | 0.44452 | 0 |  |  |  |  | 1431 | 143.1 | 44.4524 | 0 | 42 | 0
[31 empty] | 6 | 8592 | FALSE | 42000 | 0 | 0.44542 | 0 |  |  |  |  | 1432 | 143.2 | 44.5416 | 0 | 42 | 0
[31 empty] | 6 | 8598 | FALSE | 42000 | 0 | 0.44631 | 0 |  |  |  |  | 1433 | 143.3 | 44.6309 | 0 | 42 | 0
[31 empty] | 6 | 8604 | FALSE | 42000 | 0 | 0.4472 | 0 |  |  |  |  | 1434 | 143.4 | 44.7202 | 0 | 42 | 0
[31 empty] | 6 | 8610 | FALSE | 42000 | 0 | 0.4481 | 0 |  |  |  |  | 1435 | 143.5 | 44.8095 | 0 | 42 | 0
[31 empty] | 6 | 8616 | FALSE | 42000 | 0 | 0.44899 | 0 |  |  |  |  | 1436 | 143.6 | 44.8988 | 0 | 42 | 0
[31 empty] | 6 | 8622 | FALSE | 42000 | 0 | 0.44988 | 0 |  |  |  |  | 1437 | 143.7 | 44.9881 | 0 | 42 | 0
[31 empty] | 6 | 8628 | FALSE | 42000 | 0 | 0.45077 | 0 |  |  |  |  | 1438 | 143.8 | 45.0774 | 0 | 42 | 0
[31 empty] | 6 | 8634 | FALSE | 42000 | 0 | 0.45167 | 0 |  |  |  |  | 1439 | 143.9 | 45.1666 | 0 | 42 | 0
[31 empty] | 6 | 8640 | FALSE | 42000 | 0 | 0.45256 | 0 |  |  |  |  | 1440 | 144 | 45.2559 | 0 | 42 | 0
[31 empty] | 6 | 8646 | FALSE | 42000 | 0 | 0.45345 | 0 |  |  |  |  | 1441 | 144.1 | 45.3452 | 0 | 42 | 0
[31 empty] | 6 | 8652 | FALSE | 42000 | 0 | 0.45435 | 0 |  |  |  |  | 1442 | 144.2 | 45.4345 | 0 | 42 | 0
[31 empty] | 6 | 8658 | FALSE | 42000 | 0 | 0.45524 | 0 |  |  |  |  | 1443 | 144.3 | 45.5238 | 0 | 42 | 0
[31 empty] | 6 | 8664 | FALSE | 42000 | 0 | 0.45613 | 0 |  |  |  |  | 1444 | 144.4 | 45.6131 | 0 | 42 | 0
[31 empty] | 6 | 8670 | FALSE | 42000 | 0 | 0.45702 | 0 |  |  |  |  | 1445 | 144.5 | 45.7024 | 0 | 42 | 0
[31 empty] | 6 | 8676 | FALSE | 42000 | 0 | 0.45792 | 0 |  |  |  |  | 1446 | 144.6 | 45.7916 | 0 | 42 | 0
[31 empty] | 6 | 8682 | FALSE | 42000 | 0 | 0.45881 | 0 |  |  |  |  | 1447 | 144.7 | 45.8809 | 0 | 42 | 0
[31 empty] | 6 | 8688 | FALSE | 42000 | 0 | 0.4597 | 0 |  |  |  |  | 1448 | 144.8 | 45.9702 | 0 | 42 | 0
[31 empty] | 6 | 8694 | FALSE | 42000 | 0 | 0.4606 | 0 |  |  |  |  | 1449 | 144.9 | 46.0595 | 0 | 42 | 0
[31 empty] | 6 | 8700 | FALSE | 42000 | 0 | 0.46149 | 0 |  |  |  |  | 1450 | 145 | 46.1488 | 0 | 42 | 0
[31 empty] | 6 | 8706 | FALSE | 42000 | 0 | 0.46238 | 0 |  |  |  |  | 1451 | 145.1 | 46.2381 | 0 | 42 | 0
[31 empty] | 6 | 8712 | FALSE | 42000 | 0 | 0.46327 | 0 |  |  |  |  | 1452 | 145.2 | 46.3274 | 0 | 42 | 0
[31 empty] | 6 | 8718 | FALSE | 42000 | 0 | 0.46417 | 0 |  |  |  |  | 1453 | 145.3 | 46.4166 | 0 | 42 | 0
[31 empty] | 6 | 8724 | FALSE | 42000 | 0 | 0.46506 | 0 |  |  |  |  | 1454 | 145.4 | 46.5059 | 0 | 42 | 0
[31 empty] | 6 | 8730 | FALSE | 42000 | 0 | 0.46595 | 0 |  |  |  |  | 1455 | 145.5 | 46.5952 | 0 | 42 | 0
[31 empty] | 6 | 8736 | FALSE | 42000 | 0 | 0.46685 | 0 |  |  |  |  | 1456 | 145.6 | 46.6845 | 0 | 42 | 0
[31 empty] | 6 | 8742 | FALSE | 42000 | 0 | 0.46774 | 0 |  |  |  |  | 1457 | 145.7 | 46.7738 | 0 | 42 | 0
[31 empty] | 6 | 8748 | FALSE | 42000 | 0 | 0.46863 | 0 |  |  |  |  | 1458 | 145.8 | 46.8631 | 0 | 42 | 0
[31 empty] | 6 | 8754 | FALSE | 42000 | 0 | 0.46952 | 0 |  |  |  |  | 1459 | 145.9 | 46.9524 | 0 | 42 | 0
[31 empty] | 6 | 8760 | FALSE | 42000 | 0 | 0.47042 | 0 |  |  |  |  | 1460 | 146 | 47.0416 | 0 | 42 | 0
[31 empty] | 6 | 8766 | FALSE | 42000 | 0 | 0.47131 | 0 |  |  |  |  | 1461 | 146.1 | 47.1309 | 0 | 42 | 0
[31 empty] | 6 | 8772 | FALSE | 42000 | 0 | 0.4722 | 0 |  |  |  |  | 1462 | 146.2 | 47.2202 | 0 | 42 | 0
[31 empty] | 6 | 8778 | FALSE | 42000 | 0 | 0.4731 | 0 |  |  |  |  | 1463 | 146.3 | 47.3095 | 0 | 42 | 0
[31 empty] | 6 | 8784 | FALSE | 42000 | 0 | 0.47399 | 0 |  |  |  |  | 1464 | 146.4 | 47.3988 | 0 | 42 | 0
[31 empty] | 6 | 8790 | FALSE | 42000 | 0 | 0.47488 | 0 |  |  |  |  | 1465 | 146.5 | 47.4881 | 0 | 42 | 0
[31 empty] | 6 | 8796 | FALSE | 42000 | 0 | 0.47577 | 0 |  |  |  |  | 1466 | 146.6 | 47.5774 | 0 | 42 | 0
[31 empty] | 6 | 8802 | FALSE | 42000 | 0 | 0.47667 | 0 |  |  |  |  | 1467 | 146.7 | 47.6666 | 0 | 42 | 0
[31 empty] | 6 | 8808 | FALSE | 42000 | 0 | 0.47756 | 0 |  |  |  |  | 1468 | 146.8 | 47.7559 | 0 | 42 | 0
[31 empty] | 6 | 8814 | FALSE | 42000 | 0 | 0.47845 | 0 |  |  |  |  | 1469 | 146.9 | 47.8452 | 0 | 42 | 0
[31 empty] | 6 | 8820 | FALSE | 42000 | 0 | 0.47935 | 0 |  |  |  |  | 1470 | 147 | 47.9345 | 0 | 42 | 0
[31 empty] | 6 | 8826 | FALSE | 42000 | 0 | 0.48024 | 0 |  |  |  |  | 1471 | 147.1 | 48.0238 | 0 | 42 | 0
[31 empty] | 6 | 8832 | FALSE | 42000 | 0 | 0.48113 | 0 |  |  |  |  | 1472 | 147.2 | 48.1131 | 0 | 42 | 0
[31 empty] | 6 | 8838 | FALSE | 42000 | 0 | 0.48202 | 0 |  |  |  |  | 1473 | 147.3 | 48.2024 | 0 | 42 | 0
[31 empty] | 6 | 8844 | FALSE | 42000 | 0 | 0.48292 | 0 |  |  |  |  | 1474 | 147.4 | 48.2916 | 0 | 42 | 0
[31 empty] | 6 | 8850 | FALSE | 42000 | 0 | 0.48381 | 0 |  |  |  |  | 1475 | 147.5 | 48.3809 | 0 | 42 | 0
[31 empty] | 6 | 8856 | FALSE | 42000 | 0 | 0.4847 | 0 |  |  |  |  | 1476 | 147.6 | 48.4702 | 0 | 42 | 0
[31 empty] | 6 | 8862 | FALSE | 42000 | 0 | 0.4856 | 0 |  |  |  |  | 1477 | 147.7 | 48.5595 | 0 | 42 | 0
[31 empty] | 6 | 8868 | FALSE | 42000 | 0 | 0.48649 | 0 |  |  |  |  | 1478 | 147.8 | 48.6488 | 0 | 42 | 0
[31 empty] | 6 | 8874 | FALSE | 42000 | 0 | 0.48738 | 0 |  |  |  |  | 1479 | 147.9 | 48.7381 | 0 | 42 | 0
[31 empty] | 6 | 8880 | FALSE | 42000 | 0 | 0.48827 | 0 |  |  |  |  | 1480 | 148 | 48.8274 | 0 | 42 | 0
[31 empty] | 6 | 8886 | FALSE | 42000 | 0 | 0.48917 | 0 |  |  |  |  | 1481 | 148.1 | 48.9166 | 0 | 42 | 0
[31 empty] | 6 | 8892 | FALSE | 42000 | 0 | 0.49006 | 0 |  |  |  |  | 1482 | 148.2 | 49.0059 | 0 | 42 | 0
[31 empty] | 6 | 8898 | FALSE | 42000 | 0 | 0.49095 | 0 |  |  |  |  | 1483 | 148.3 | 49.0952 | 0 | 42 | 0
[31 empty] | 6 | 8904 | FALSE | 42000 | 0 | 0.49185 | 0 |  |  |  |  | 1484 | 148.4 | 49.1845 | 0 | 42 | 0
[31 empty] | 6 | 8910 | FALSE | 42000 | 0 | 0.49274 | 0 |  |  |  |  | 1485 | 148.5 | 49.2738 | 0 | 42 | 0
[31 empty] | 6 | 8916 | FALSE | 42000 | 0 | 0.49363 | 0 |  |  |  |  | 1486 | 148.6 | 49.3631 | 0 | 42 | 0
[31 empty] | 6 | 8922 | FALSE | 42000 | 0 | 0.49452 | 0 |  |  |  |  | 1487 | 148.7 | 49.4524 | 0 | 42 | 0
[31 empty] | 6 | 8928 | FALSE | 42000 | 0 | 0.49542 | 0 |  |  |  |  | 1488 | 148.8 | 49.5416 | 0 | 42 | 0
[31 empty] | 6 | 8934 | FALSE | 42000 | 0 | 0.49631 | 0 |  |  |  |  | 1489 | 148.9 | 49.6309 | 0 | 42 | 0
[31 empty] | 6 | 8940 | FALSE | 42000 | 0 | 0.4972 | 0 |  |  |  |  | 1490 | 149 | 49.7202 | 0 | 42 | 0
[31 empty] | 6 | 8946 | FALSE | 42000 | 0 | 0.4981 | 0 |  |  |  |  | 1491 | 149.1 | 49.8095 | 0 | 42 | 0
[31 empty] | 6 | 8952 | FALSE | 42000 | 0 | 0.49899 | 0 |  |  |  |  | 1492 | 149.2 | 49.8988 | 0 | 42 | 0
[31 empty] | 6 | 8958 | FALSE | 42000 | 0 | 0.49988 | 0 |  |  |  |  | 1493 | 149.3 | 49.9881 | 0 | 42 | 0
[31 empty] | 6 | 8964 | FALSE | 42000 | 0 | 0.50077 | 0 |  |  |  |  | 1494 | 149.4 | 50.0774 | 0 | 42 | 0
[31 empty] | 6 | 8970 | FALSE | 42000 | 0 | 0.50167 | 0 |  |  |  |  | 1495 | 149.5 | 50.1666 | 0 | 42 | 0
[31 empty] | 6 | 8976 | FALSE | 42000 | 0 | 0.50256 | 0 |  |  |  |  | 1496 | 149.6 | 50.2559 | 0 | 42 | 0
[31 empty] | 6 | 8982 | FALSE | 42000 | 0 | 0.50345 | 0 |  |  |  |  | 1497 | 149.7 | 50.3452 | 0 | 42 | 0
[31 empty] | 6 | 8988 | FALSE | 42000 | 0 | 0.50435 | 0 |  |  |  |  | 1498 | 149.8 | 50.4345 | 0 | 42 | 0
[31 empty] | 6 | 8994 | FALSE | 42000 | 0 | 0.50524 | 0 |  |  |  |  | 1499 | 149.9 | 50.5238 | 0 | 42 | 0
[31 empty] | 6 | 9000 | FALSE | 42000 | 0 | 0.50613 | 0 |  |  |  |  | 1500 | 150 | 50.6131 | 0 | 42 | 0
[31 empty] | 6 | 9006 | FALSE | 42000 | 0 | 0.50702 | 0 |  |  |  |  | 1501 | 150.1 | 50.7024 | 0 | 42 | 0
[31 empty] | 6 | 9012 | FALSE | 42000 | 0 | 0.50792 | 0 |  |  |  |  | 1502 | 150.2 | 50.7916 | 0 | 42 | 0
[31 empty] | 6 | 9018 | FALSE | 42000 | 0 | 0.50881 | 0 |  |  |  |  | 1503 | 150.3 | 50.8809 | 0 | 42 | 0
[31 empty] | 6 | 9024 | FALSE | 42000 | 0 | 0.5097 | 0 |  |  |  |  | 1504 | 150.4 | 50.9702 | 0 | 42 | 0
[31 empty] | 6 | 9030 | FALSE | 42000 | 0 | 0.5106 | 0 |  |  |  |  | 1505 | 150.5 | 51.0595 | 0 | 42 | 0
[31 empty] | 6 | 9036 | FALSE | 42000 | 0 | 0.51149 | 0 |  |  |  |  | 1506 | 150.6 | 51.1488 | 0 | 42 | 0
[31 empty] | 6 | 9042 | FALSE | 42000 | 0 | 0.51238 | 0 |  |  |  |  | 1507 | 150.7 | 51.2381 | 0 | 42 | 0
[31 empty] | 6 | 9048 | FALSE | 42000 | 0 | 0.51327 | 0 |  |  |  |  | 1508 | 150.8 | 51.3274 | 0 | 42 | 0
[31 empty] | 6 | 9054 | FALSE | 42000 | 0 | 0.51417 | 0 |  |  |  |  | 1509 | 150.9 | 51.4166 | 0 | 42 | 0
[31 empty] | 6 | 9060 | FALSE | 42000 | 0 | 0.51506 | 0 |  |  |  |  | 1510 | 151 | 51.5059 | 0 | 42 | 0
[31 empty] | 6 | 9066 | FALSE | 42000 | 0 | 0.51595 | 0 |  |  |  |  | 1511 | 151.1 | 51.5952 | 0 | 42 | 0
[31 empty] | 6 | 9072 | FALSE | 42000 | 0 | 0.51685 | 0 |  |  |  |  | 1512 | 151.2 | 51.6845 | 0 | 42 | 0
[31 empty] | 6 | 9078 | FALSE | 42000 | 0 | 0.51774 | 0 |  |  |  |  | 1513 | 151.3 | 51.7738 | 0 | 42 | 0
[31 empty] | 6 | 9084 | FALSE | 42000 | 0 | 0.51863 | 0 |  |  |  |  | 1514 | 151.4 | 51.8631 | 0 | 42 | 0
[31 empty] | 6 | 9090 | FALSE | 42000 | 0 | 0.51952 | 0 |  |  |  |  | 1515 | 151.5 | 51.9524 | 0 | 42 | 0
[31 empty] | 6 | 9096 | FALSE | 42000 | 0 | 0.52042 | 0 |  |  |  |  | 1516 | 151.6 | 52.0416 | 0 | 42 | 0
[31 empty] | 6 | 9102 | FALSE | 42000 | 0 | 0.52131 | 0 |  |  |  |  | 1517 | 151.7 | 52.1309 | 0 | 42 | 0
[31 empty] | 6 | 9108 | FALSE | 42000 | 0 | 0.5222 | 0 |  |  |  |  | 1518 | 151.8 | 52.2202 | 0 | 42 | 0
[31 empty] | 6 | 9114 | FALSE | 42000 | 0 | 0.5231 | 0 |  |  |  |  | 1519 | 151.9 | 52.3095 | 0 | 42 | 0
[31 empty] | 6 | 9120 | FALSE | 42000 | 0 | 0.52399 | 0 |  |  |  |  | 1520 | 152 | 52.3988 | 0 | 42 | 0
[31 empty] | 6 | 9126 | FALSE | 42000 | 0 | 0.52488 | 0 |  |  |  |  | 1521 | 152.1 | 52.4881 | 0 | 42 | 0
[31 empty] | 6 | 9132 | FALSE | 42000 | 0 | 0.52577 | 0 |  |  |  |  | 1522 | 152.2 | 52.5774 | 0 | 42 | 0
[31 empty] | 6 | 9138 | FALSE | 42000 | 0 | 0.52667 | 0 |  |  |  |  | 1523 | 152.3 | 52.6666 | 0 | 42 | 0
[31 empty] | 6 | 9144 | FALSE | 42000 | 0 | 0.52756 | 0 |  |  |  |  | 1524 | 152.4 | 52.7559 | 0 | 42 | 0
[31 empty] | 6 | 9150 | FALSE | 42000 | 0 | 0.52845 | 0 |  |  |  |  | 1525 | 152.5 | 52.8452 | 0 | 42 | 0
[31 empty] | 6 | 9156 | FALSE | 42000 | 0 | 0.52935 | 0 |  |  |  |  | 1526 | 152.6 | 52.9345 | 0 | 42 | 0
[31 empty] | 6 | 9162 | FALSE | 42000 | 0 | 0.53024 | 0 |  |  |  |  | 1527 | 152.7 | 53.0238 | 0 | 42 | 0
[31 empty] | 6 | 9168 | FALSE | 42000 | 0 | 0.53113 | 0 |  |  |  |  | 1528 | 152.8 | 53.1131 | 0 | 42 | 0
[31 empty] | 6 | 9174 | FALSE | 42000 | 0 | 0.53202 | 0 |  |  |  |  | 1529 | 152.9 | 53.2024 | 0 | 42 | 0
[31 empty] | 6 | 9180 | FALSE | 42000 | 0 | 0.53292 | 0 |  |  |  |  | 1530 | 153 | 53.2916 | 0 | 42 | 0
[31 empty] | 6 | 9186 | FALSE | 42000 | 0 | 0.53381 | 0 |  |  |  |  | 1531 | 153.1 | 53.3809 | 0 | 42 | 0
[31 empty] | 6 | 9192 | FALSE | 42000 | 0 | 0.5347 | 0 |  |  |  |  | 1532 | 153.2 | 53.4702 | 0 | 42 | 0
[31 empty] | 6 | 9198 | FALSE | 42000 | 0 | 0.5356 | 0 |  |  |  |  | 1533 | 153.3 | 53.5595 | 0 | 42 | 0
[31 empty] | 6 | 9204 | FALSE | 42000 | 0 | 0.53649 | 0 |  |  |  |  | 1534 | 153.4 | 53.6488 | 0 | 42 | 0
[31 empty] | 6 | 9210 | FALSE | 42000 | 0 | 0.53738 | 0 |  |  |  |  | 1535 | 153.5 | 53.7381 | 0 | 42 | 0
[31 empty] | 6 | 9216 | FALSE | 42000 | 0 | 0.53827 | 0 |  |  |  |  | 1536 | 153.6 | 53.8274 | 0 | 42 | 0
[31 empty] | 6 | 9222 | FALSE | 42000 | 0 | 0.53917 | 0 |  |  |  |  | 1537 | 153.7 | 53.9166 | 0 | 42 | 0
[31 empty] | 6 | 9228 | FALSE | 42000 | 0 | 0.54006 | 0 |  |  |  |  | 1538 | 153.8 | 54.0059 | 0 | 42 | 0
[31 empty] | 6 | 9234 | FALSE | 42000 | 0 | 0.54095 | 0 |  |  |  |  | 1539 | 153.9 | 54.0952 | 0 | 42 | 0
[31 empty] | 6 | 9240 | FALSE | 42000 | 0 | 0.54185 | 0 |  |  |  |  | 1540 | 154 | 54.1845 | 0 | 42 | 0
[31 empty] | 6 | 9246 | FALSE | 42000 | 0 | 0.54274 | 0 |  |  |  |  | 1541 | 154.1 | 54.2738 | 0 | 42 | 0
[31 empty] | 6 | 9252 | FALSE | 42000 | 0 | 0.54363 | 0 |  |  |  |  | 1542 | 154.2 | 54.3631 | 0 | 42 | 0
[31 empty] | 6 | 9258 | FALSE | 42000 | 0 | 0.54452 | 0 |  |  |  |  | 1543 | 154.3 | 54.4524 | 0 | 42 | 0
[31 empty] | 6 | 9264 | FALSE | 42000 | 0 | 0.54542 | 0 |  |  |  |  | 1544 | 154.4 | 54.5416 | 0 | 42 | 0
[31 empty] | 6 | 9270 | FALSE | 42000 | 0 | 0.54631 | 0 |  |  |  |  | 1545 | 154.5 | 54.6309 | 0 | 42 | 0
[31 empty] | 6 | 9276 | FALSE | 42000 | 0 | 0.5472 | 0 |  |  |  |  | 1546 | 154.6 | 54.7202 | 0 | 42 | 0
[31 empty] | 6 | 9282 | FALSE | 42000 | 0 | 0.5481 | 0 |  |  |  |  | 1547 | 154.7 | 54.8095 | 0 | 42 | 0
[31 empty] | 6 | 9288 | FALSE | 42000 | 0 | 0.54899 | 0 |  |  |  |  | 1548 | 154.8 | 54.8988 | 0 | 42 | 0
[31 empty] | 6 | 9294 | FALSE | 42000 | 0 | 0.54988 | 0 |  |  |  |  | 1549 | 154.9 | 54.9881 | 0 | 42 | 0
[31 empty] | 6 | 9300 | FALSE | 42000 | 0 | 0.55077 | 0 |  |  |  |  | 1550 | 155 | 55.0774 | 0 | 42 | 0
[31 empty] | 6 | 9306 | FALSE | 42000 | 0 | 0.55167 | 0 |  |  |  |  | 1551 | 155.1 | 55.1666 | 0 | 42 | 0
[31 empty] | 6 | 9312 | FALSE | 42000 | 0 | 0.55256 | 0 |  |  |  |  | 1552 | 155.2 | 55.2559 | 0 | 42 | 0
[31 empty] | 6 | 9318 | FALSE | 42000 | 0 | 0.55345 | 0 |  |  |  |  | 1553 | 155.3 | 55.3452 | 0 | 42 | 0
[31 empty] | 6 | 9324 | FALSE | 42000 | 0 | 0.55435 | 0 |  |  |  |  | 1554 | 155.4 | 55.4345 | 0 | 42 | 0
[31 empty] | 6 | 9330 | FALSE | 42000 | 0 | 0.55524 | 0 |  |  |  |  | 1555 | 155.5 | 55.5238 | 0 | 42 | 0
[31 empty] | 6 | 9336 | FALSE | 42000 | 0 | 0.55613 | 0 |  |  |  |  | 1556 | 155.6 | 55.6131 | 0 | 42 | 0
[31 empty] | 6 | 9342 | FALSE | 42000 | 0 | 0.55702 | 0 |  |  |  |  | 1557 | 155.7 | 55.7024 | 0 | 42 | 0
[31 empty] | 6 | 9348 | FALSE | 42000 | 0 | 0.55792 | 0 |  |  |  |  | 1558 | 155.8 | 55.7916 | 0 | 42 | 0
[31 empty] | 6 | 9354 | FALSE | 42000 | 0 | 0.55881 | 0 |  |  |  |  | 1559 | 155.9 | 55.8809 | 0 | 42 | 0
[31 empty] | 7 | 9360 | FALSE | 42000 | 0 | 0.5597 | 0 |  |  |  |  | 1560 | 156 | 55.9702 | 0 | 42 | 0
[31 empty] | 7 | 9366 | FALSE | 42000 | 0 | 0.5606 | 0 |  |  |  |  | 1561 | 156.1 | 56.0595 | 0 | 42 | 0
[31 empty] | 7 | 9372 | FALSE | 42000 | 0 | 0.56149 | 0 |  |  |  |  | 1562 | 156.2 | 56.1488 | 0 | 42 | 0
[31 empty] | 7 | 9378 | FALSE | 42000 | 0 | 0.56238 | 0 |  |  |  |  | 1563 | 156.3 | 56.2381 | 0 | 42 | 0
[31 empty] | 7 | 9384 | FALSE | 42000 | 0 | 0.56327 | 0 |  |  |  |  | 1564 | 156.4 | 56.3274 | 0 | 42 | 0
[31 empty] | 7 | 9390 | FALSE | 42000 | 0 | 0.56417 | 0 |  |  |  |  | 1565 | 156.5 | 56.4166 | 0 | 42 | 0
[31 empty] | 7 | 9396 | FALSE | 42000 | 0 | 0.56506 | 0 |  |  |  |  | 1566 | 156.6 | 56.5059 | 0 | 42 | 0
[31 empty] | 7 | 9402 | FALSE | 42000 | 0 | 0.56595 | 0 |  |  |  |  | 1567 | 156.7 | 56.5952 | 0 | 42 | 0
[31 empty] | 7 | 9408 | FALSE | 42000 | 0 | 0.56685 | 0 |  |  |  |  | 1568 | 156.8 | 56.6845 | 0 | 42 | 0
[31 empty] | 7 | 9414 | FALSE | 42000 | 0 | 0.56774 | 0 |  |  |  |  | 1569 | 156.9 | 56.7738 | 0 | 42 | 0
[31 empty] | 7 | 9420 | FALSE | 42000 | 0 | 0.56863 | 0 |  |  |  |  | 1570 | 157 | 56.8631 | 0 | 42 | 0
[31 empty] | 7 | 9426 | FALSE | 42000 | 0 | 0.56952 | 0 |  |  |  |  | 1571 | 157.1 | 56.9524 | 0 | 42 | 0
[31 empty] | 7 | 9432 | FALSE | 42000 | 0 | 0.57042 | 0 |  |  |  |  | 1572 | 157.2 | 57.0416 | 0 | 42 | 0
[31 empty] | 7 | 9438 | FALSE | 42000 | 0 | 0.57131 | 0 |  |  |  |  | 1573 | 157.3 | 57.1309 | 0 | 42 | 0
[31 empty] | 7 | 9444 | FALSE | 42000 | 0 | 0.5722 | 0 |  |  |  |  | 1574 | 157.4 | 57.2202 | 0 | 42 | 0
[31 empty] | 7 | 9450 | FALSE | 42000 | 0 | 0.5731 | 0 |  |  |  |  | 1575 | 157.5 | 57.3095 | 0 | 42 | 0
[31 empty] | 7 | 9456 | FALSE | 42000 | 0 | 0.57399 | 0 |  |  |  |  | 1576 | 157.6 | 57.3988 | 0 | 42 | 0
[31 empty] | 7 | 9462 | FALSE | 42000 | 0 | 0.57488 | 0 |  |  |  |  | 1577 | 157.7 | 57.4881 | 0 | 42 | 0
[31 empty] | 7 | 9468 | FALSE | 42000 | 0 | 0.57577 | 0 |  |  |  |  | 1578 | 157.8 | 57.5774 | 0 | 42 | 0
[31 empty] | 7 | 9474 | FALSE | 42000 | 0 | 0.57667 | 0 |  |  |  |  | 1579 | 157.9 | 57.6666 | 0 | 42 | 0
[31 empty] | 7 | 9480 | FALSE | 42000 | 0 | 0.57756 | 0 |  |  |  |  | 1580 | 158 | 57.7559 | 0 | 42 | 0
[31 empty] | 7 | 9486 | FALSE | 42000 | 0 | 0.57845 | 0 |  |  |  |  | 1581 | 158.1 | 57.8452 | 0 | 42 | 0
[31 empty] | 7 | 9492 | FALSE | 42000 | 0 | 0.57935 | 0 |  |  |  |  | 1582 | 158.2 | 57.9345 | 0 | 42 | 0
[31 empty] | 7 | 9498 | FALSE | 42000 | 0 | 0.58024 | 0 |  |  |  |  | 1583 | 158.3 | 58.0238 | 0 | 42 | 0
[31 empty] | 7 | 9504 | FALSE | 42000 | 0 | 0.58113 | 0 |  |  |  |  | 1584 | 158.4 | 58.1131 | 0 | 42 | 0
[31 empty] | 7 | 9510 | FALSE | 42000 | 0 | 0.58202 | 0 |  |  |  |  | 1585 | 158.5 | 58.2024 | 0 | 42 | 0
[31 empty] | 7 | 9516 | FALSE | 42000 | 0 | 0.58292 | 0 |  |  |  |  | 1586 | 158.6 | 58.2916 | 0 | 42 | 0
[31 empty] | 7 | 9522 | FALSE | 42000 | 0 | 0.58381 | 0 |  |  |  |  | 1587 | 158.7 | 58.3809 | 0 | 42 | 0
[31 empty] | 7 | 9528 | FALSE | 42000 | 0 | 0.5847 | 0 |  |  |  |  | 1588 | 158.8 | 58.4702 | 0 | 42 | 0
[31 empty] | 7 | 9534 | FALSE | 42000 | 0 | 0.5856 | 0 |  |  |  |  | 1589 | 158.9 | 58.5595 | 0 | 42 | 0
[31 empty] | 7 | 9540 | FALSE | 42000 | 0 | 0.58649 | 0 |  |  |  |  | 1590 | 159 | 58.6488 | 0 | 42 | 0
[31 empty] | 7 | 9546 | FALSE | 42000 | 0 | 0.58738 | 0 |  |  |  |  | 1591 | 159.1 | 58.7381 | 0 | 42 | 0
[31 empty] | 7 | 9552 | FALSE | 42000 | 0 | 0.58827 | 0 |  |  |  |  | 1592 | 159.2 | 58.8274 | 0 | 42 | 0
[31 empty] | 7 | 9558 | FALSE | 42000 | 0 | 0.58917 | 0 |  |  |  |  | 1593 | 159.3 | 58.9166 | 0 | 42 | 0
[31 empty] | 7 | 9564 | FALSE | 42000 | 0 | 0.59006 | 0 |  |  |  |  | 1594 | 159.4 | 59.0059 | 0 | 42 | 0
[31 empty] | 7 | 9570 | FALSE | 42000 | 0 | 0.59095 | 0 |  |  |  |  | 1595 | 159.5 | 59.0952 | 0 | 42 | 0
[31 empty] | 7 | 9576 | FALSE | 42000 | 0 | 0.59185 | 0 |  |  |  |  | 1596 | 159.6 | 59.1845 | 0 | 42 | 0
[31 empty] | 7 | 9582 | FALSE | 42000 | 0 | 0.59274 | 0 |  |  |  |  | 1597 | 159.7 | 59.2738 | 0 | 42 | 0
[31 empty] | 7 | 9588 | FALSE | 42000 | 0 | 0.59363 | 0 |  |  |  |  | 1598 | 159.8 | 59.3631 | 0 | 42 | 0
[31 empty] | 7 | 9594 | FALSE | 42000 | 0 | 0.59452 | 0 |  |  |  |  | 1599 | 159.9 | 59.4524 | 0 | 42 | 0
[31 empty] | 7 | 9600 | FALSE | 42000 | 0 | 0.59542 | 0 |  |  |  |  | 1600 | 160 | 59.5416 | 0 | 42 | 0
[31 empty] | 7 | 9606 | FALSE | 42000 | 0 | 0.59631 | 0 |  |  |  |  | 1601 | 160.1 | 59.6309 | 0 | 42 | 0
[31 empty] | 7 | 9612 | FALSE | 42000 | 0 | 0.5972 | 0 |  |  |  |  | 1602 | 160.2 | 59.7202 | 0 | 42 | 0
[31 empty] | 7 | 9618 | FALSE | 42000 | 0 | 0.5981 | 0 |  |  |  |  | 1603 | 160.3 | 59.8095 | 0 | 42 | 0
[31 empty] | 7 | 9624 | FALSE | 42000 | 0 | 0.59899 | 0 |  |  |  |  | 1604 | 160.4 | 59.8988 | 0 | 42 | 0
[31 empty] | 7 | 9630 | FALSE | 42000 | 0 | 0.59988 | 0 |  |  |  |  | 1605 | 160.5 | 59.9881 | 0 | 42 | 0
[31 empty] | 7 | 9636 | FALSE | 42000 | 0 | 0.60077 | 0 |  |  |  |  | 1606 | 160.6 | 60.0774 | 0 | 42 | 0
[31 empty] | 7 | 9642 | FALSE | 42000 | 0 | 0.60167 | 0 |  |  |  |  | 1607 | 160.7 | 60.1666 | 0 | 42 | 0
[31 empty] | 7 | 9648 | FALSE | 42000 | 0 | 0.60256 | 0 |  |  |  |  | 1608 | 160.8 | 60.2559 | 0 | 42 | 0
[31 empty] | 7 | 9654 | FALSE | 42000 | 0 | 0.60345 | 0 |  |  |  |  | 1609 | 160.9 | 60.3452 | 0 | 42 | 0
[31 empty] | 7 | 9660 | FALSE | 42000 | 0 | 0.60435 | 0 |  |  |  |  | 1610 | 161 | 60.4345 | 0 | 42 | 0
[31 empty] | 7 | 9666 | FALSE | 42000 | 0 | 0.60524 | 0 |  |  |  |  | 1611 | 161.1 | 60.5238 | 0 | 42 | 0
[31 empty] | 7 | 9672 | FALSE | 42000 | 0 | 0.60613 | 0 |  |  |  |  | 1612 | 161.2 | 60.6131 | 0 | 42 | 0
[31 empty] | 7 | 9678 | FALSE | 42000 | 0 | 0.60702 | 0 |  |  |  |  | 1613 | 161.3 | 60.7024 | 0 | 42 | 0
[31 empty] | 7 | 9684 | FALSE | 42000 | 0 | 0.60792 | 0 |  |  |  |  | 1614 | 161.4 | 60.7916 | 0 | 42 | 0
[31 empty] | 7 | 9690 | FALSE | 42000 | 0 | 0.60881 | 0 |  |  |  |  | 1615 | 161.5 | 60.8809 | 0 | 42 | 0
[31 empty] | 7 | 9696 | FALSE | 42000 | 0 | 0.6097 | 0 |  |  |  |  | 1616 | 161.6 | 60.9702 | 0 | 42 | 0
[31 empty] | 7 | 9702 | FALSE | 42000 | 0 | 0.6106 | 0 |  |  |  |  | 1617 | 161.7 | 61.0595 | 0 | 42 | 0
[31 empty] | 7 | 9708 | FALSE | 42000 | 0 | 0.61149 | 0 |  |  |  |  | 1618 | 161.8 | 61.1488 | 0 | 42 | 0
[31 empty] | 7 | 9714 | FALSE | 42000 | 0 | 0.61238 | 0 |  |  |  |  | 1619 | 161.9 | 61.2381 | 0 | 42 | 0
[31 empty] | 7 | 9720 | FALSE | 42000 | 0 | 0.61327 | 0 |  |  |  |  | 1620 | 162 | 61.3274 | 0 | 42 | 0
[31 empty] | 7 | 9726 | FALSE | 42000 | 0 | 0.61417 | 0 |  |  |  |  | 1621 | 162.1 | 61.4166 | 0 | 42 | 0
[31 empty] | 7 | 9732 | FALSE | 42000 | 0 | 0.61506 | 0 |  |  |  |  | 1622 | 162.2 | 61.5059 | 0 | 42 | 0
[31 empty] | 7 | 9738 | FALSE | 42000 | 0 | 0.61595 | 0 |  |  |  |  | 1623 | 162.3 | 61.5952 | 0 | 42 | 0
[31 empty] | 7 | 9744 | FALSE | 42000 | 0 | 0.61685 | 0 |  |  |  |  | 1624 | 162.4 | 61.6845 | 0 | 42 | 0
[31 empty] | 7 | 9750 | FALSE | 42000 | 0 | 0.61774 | 0 |  |  |  |  | 1625 | 162.5 | 61.7738 | 0 | 42 | 0
[31 empty] | 7 | 9756 | FALSE | 42000 | 0 | 0.61863 | 0 |  |  |  |  | 1626 | 162.6 | 61.8631 | 0 | 42 | 0
[31 empty] | 7 | 9762 | FALSE | 42000 | 0 | 0.61952 | 0 |  |  |  |  | 1627 | 162.7 | 61.9524 | 0 | 42 | 0
[31 empty] | 7 | 9768 | FALSE | 42000 | 0 | 0.62042 | 0 |  |  |  |  | 1628 | 162.8 | 62.0416 | 0 | 42 | 0
[31 empty] | 7 | 9774 | FALSE | 42000 | 0 | 0.62131 | 0 |  |  |  |  | 1629 | 162.9 | 62.1309 | 0 | 42 | 0
[31 empty] | 7 | 9780 | FALSE | 42000 | 0 | 0.6222 | 0 |  |  |  |  | 1630 | 163 | 62.2202 | 0 | 42 | 0
[31 empty] | 7 | 9786 | FALSE | 42000 | 0 | 0.6231 | 0 |  |  |  |  | 1631 | 163.1 | 62.3095 | 0 | 42 | 0
[31 empty] | 7 | 9792 | FALSE | 42000 | 0 | 0.62399 | 0 |  |  |  |  | 1632 | 163.2 | 62.3988 | 0 | 42 | 0
[31 empty] | 7 | 9798 | FALSE | 42000 | 0 | 0.62488 | 0 |  |  |  |  | 1633 | 163.3 | 62.4881 | 0 | 42 | 0
[31 empty] | 7 | 9804 | FALSE | 42000 | 0 | 0.62577 | 0 |  |  |  |  | 1634 | 163.4 | 62.5774 | 0 | 42 | 0
[31 empty] | 7 | 9810 | FALSE | 42000 | 0 | 0.62667 | 0 |  |  |  |  | 1635 | 163.5 | 62.6666 | 0 | 42 | 0
[31 empty] | 7 | 9816 | FALSE | 42000 | 0 | 0.62756 | 0 |  |  |  |  | 1636 | 163.6 | 62.7559 | 0 | 42 | 0
[31 empty] | 7 | 9822 | FALSE | 42000 | 0 | 0.62845 | 0 |  |  |  |  | 1637 | 163.7 | 62.8452 | 0 | 42 | 0
[31 empty] | 7 | 9828 | FALSE | 42000 | 0 | 0.62935 | 0 |  |  |  |  | 1638 | 163.8 | 62.9345 | 0 | 42 | 0
[31 empty] | 7 | 9834 | FALSE | 42000 | 0 | 0.63024 | 0 |  |  |  |  | 1639 | 163.9 | 63.0238 | 0 | 42 | 0
[31 empty] | 7 | 9840 | FALSE | 42000 | 0 | 0.63113 | 0 |  |  |  |  | 1640 | 164 | 63.1131 | 0 | 42 | 0
[31 empty] | 7 | 9846 | FALSE | 42000 | 0 | 0.63202 | 0 |  |  |  |  | 1641 | 164.1 | 63.2024 | 0 | 42 | 0
[31 empty] | 7 | 9852 | FALSE | 42000 | 0 | 0.63292 | 0 |  |  |  |  | 1642 | 164.2 | 63.2916 | 0 | 42 | 0
[31 empty] | 7 | 9858 | FALSE | 42000 | 0 | 0.63381 | 0 |  |  |  |  | 1643 | 164.3 | 63.3809 | 0 | 42 | 0
[31 empty] | 7 | 9864 | FALSE | 42000 | 0 | 0.6347 | 0 |  |  |  |  | 1644 | 164.4 | 63.4702 | 0 | 42 | 0
[31 empty] | 7 | 9870 | FALSE | 42000 | 0 | 0.6356 | 0 |  |  |  |  | 1645 | 164.5 | 63.5595 | 0 | 42 | 0
[31 empty] | 7 | 9876 | FALSE | 42000 | 0 | 0.63649 | 0 |  |  |  |  | 1646 | 164.6 | 63.6488 | 0 | 42 | 0
[31 empty] | 7 | 9882 | FALSE | 42000 | 0 | 0.63738 | 0 |  |  |  |  | 1647 | 164.7 | 63.7381 | 0 | 42 | 0
[31 empty] | 7 | 9888 | FALSE | 42000 | 0 | 0.63827 | 0 |  |  |  |  | 1648 | 164.8 | 63.8274 | 0 | 42 | 0
[31 empty] | 7 | 9894 | FALSE | 42000 | 0 | 0.63917 | 0 |  |  |  |  | 1649 | 164.9 | 63.9166 | 0 | 42 | 0
[31 empty] | 7 | 9900 | FALSE | 42000 | 0 | 0.64006 | 0 |  |  |  |  | 1650 | 165 | 64.0059 | 0 | 42 | 0
[31 empty] | 7 | 9906 | FALSE | 42000 | 0 | 0.64095 | 0 |  |  |  |  | 1651 | 165.1 | 64.0952 | 0 | 42 | 0
[31 empty] | 7 | 9912 | FALSE | 42000 | 0 | 0.64185 | 0 |  |  |  |  | 1652 | 165.2 | 64.1845 | 0 | 42 | 0
[31 empty] | 7 | 9918 | FALSE | 42000 | 0 | 0.64274 | 0 |  |  |  |  | 1653 | 165.3 | 64.2738 | 0 | 42 | 0
[31 empty] | 7 | 9924 | FALSE | 42000 | 0 | 0.64363 | 0 |  |  |  |  | 1654 | 165.4 | 64.3631 | 0 | 42 | 0
[31 empty] | 7 | 9930 | FALSE | 42000 | 0 | 0.64452 | 0 |  |  |  |  | 1655 | 165.5 | 64.4524 | 0 | 42 | 0
[31 empty] | 7 | 9936 | FALSE | 42000 | 0 | 0.64542 | 0 |  |  |  |  | 1656 | 165.6 | 64.5416 | 0 | 42 | 0
[31 empty] | 7 | 9942 | FALSE | 42000 | 0 | 0.64631 | 0 |  |  |  |  | 1657 | 165.7 | 64.6309 | 0 | 42 | 0
[31 empty] | 7 | 9948 | FALSE | 42000 | 0 | 0.6472 | 0 |  |  |  |  | 1658 | 165.8 | 64.7202 | 0 | 42 | 0
[31 empty] | 7 | 9954 | FALSE | 42000 | 0 | 0.6481 | 0 |  |  |  |  | 1659 | 165.9 | 64.8095 | 0 | 42 | 0
[31 empty] | 7 | 9960 | FALSE | 42000 | 0 | 0.64899 | 0 |  |  |  |  | 1660 | 166 | 64.8988 | 0 | 42 | 0
[31 empty] | 7 | 9966 | FALSE | 42000 | 0 | 0.64988 | 0 |  |  |  |  | 1661 | 166.1 | 64.9881 | 0 | 42 | 0
[31 empty] | 7 | 9972 | FALSE | 42000 | 0 | 0.65077 | 0 |  |  |  |  | 1662 | 166.2 | 65.0774 | 0 | 42 | 0
[31 empty] | 7 | 9978 | FALSE | 42000 | 0 | 0.65167 | 0 |  |  |  |  | 1663 | 166.3 | 65.1666 | 0 | 42 | 0
[31 empty] | 7 | 9984 | FALSE | 42000 | 0 | 0.65256 | 0 |  |  |  |  | 1664 | 166.4 | 65.2559 | 0 | 42 | 0
[31 empty] | 7 | 9990 | FALSE | 42000 | 0 | 0.65345 | 0 |  |  |  |  | 1665 | 166.5 | 65.3452 | 0 | 42 | 0
[31 empty] | 7 | 9996 | FALSE | 42000 | 0 | 0.65435 | 0 |  |  |  |  | 1666 | 166.6 | 65.4345 | 0 | 42 | 0
[31 empty] | 7 | 10002 | FALSE | 42000 | 0 | 0.65524 | 0 |  |  |  |  | 1667 | 166.7 | 65.5238 | 0 | 42 | 0
[31 empty] | 7 | 10008 | FALSE | 42000 | 0 | 0.65613 | 0 |  |  |  |  | 1668 | 166.8 | 65.6131 | 0 | 42 | 0
[31 empty] | 7 | 10014 | FALSE | 42000 | 0 | 0.65702 | 0 |  |  |  |  | 1669 | 166.9 | 65.7024 | 0 | 42 | 0
[31 empty] | 7 | 10020 | FALSE | 42000 | 0 | 0.65792 | 0 |  |  |  |  | 1670 | 167 | 65.7916 | 0 | 42 | 0
[31 empty] | 7 | 10026 | FALSE | 42000 | 0 | 0.65881 | 0 |  |  |  |  | 1671 | 167.1 | 65.8809 | 0 | 42 | 0
[31 empty] | 7 | 10032 | FALSE | 42000 | 0 | 0.6597 | 0 |  |  |  |  | 1672 | 167.2 | 65.9702 | 0 | 42 | 0
[31 empty] | 7 | 10038 | FALSE | 42000 | 0 | 0.6606 | 0 |  |  |  |  | 1673 | 167.3 | 66.0595 | 0 | 42 | 0
[31 empty] | 7 | 10044 | FALSE | 42000 | 0 | 0.66149 | 0 |  |  |  |  | 1674 | 167.4 | 66.1488 | 0 | 42 | 0
[31 empty] | 7 | 10050 | FALSE | 42000 | 0 | 0.66238 | 0 |  |  |  |  | 1675 | 167.5 | 66.2381 | 0 | 42 | 0
[31 empty] | 7 | 10056 | FALSE | 42000 | 0 | 0.66327 | 0 |  |  |  |  | 1676 | 167.6 | 66.3274 | 0 | 42 | 0
[31 empty] | 7 | 10062 | FALSE | 42000 | 0 | 0.66417 | 0 |  |  |  |  | 1677 | 167.7 | 66.4166 | 0 | 42 | 0
[31 empty] | 7 | 10068 | FALSE | 42000 | 0 | 0.66506 | 0 |  |  |  |  | 1678 | 167.8 | 66.5059 | 0 | 42 | 0
[31 empty] | 7 | 10074 | FALSE | 42000 | 0 | 0.66595 | 0 |  |  |  |  | 1679 | 167.9 | 66.5952 | 0 | 42 | 0
[31 empty] | 7 | 10080 | FALSE | 42000 | 0 | 0.66685 | 0 |  |  |  |  | 1680 | 168 | 66.6845 | 0 | 42 | 0